## Log
Change Log |  | Date | Init. | Where Used
r0 | Created site panel schedules | 2011-04-29 | dwp
Improvements Required

## MDP
|  |  | PANEL: | MDP |  |  |  |  | LOCATION: | Manitou Site |  |  |  | FED FROM: | IREA Pole Transformers | [5 empty] | LAST UPDATED: | 2011-05-03
[10 empty] | (Bldg - Room) | [12 empty] | TEMPLATE R0
|  |  |  | VOLTS (L-N): | 120 |  | BUSS AMPS: | 250 |  | MFG: | SIEMENS |  |  | NEUTRAL: | 100% |  |  |  | THIS COLOR = UNCONFIRMED DATA
|  |  |  | VOLTS (L-L): | 208 |  | MLO AMPS: |  |  | TYPE: | P3 |  |  | GROUND: | FULL | [21 empty] | CAUTION - PANEL CARD TEMPLATES BELOW
|  |  |  | PHASE: | 3 |  | MCB AMPS: | 200 |  | MOUNT: | Surface |  |  | PANEL AIC RATING: | 10000 | [21 empty] | DO NOT INSERT OR DELETE COLUMNS
|  |  |  | WIRE: | 4 |  | LOAD AMPS: | 113 | [5 empty] | AVAIL FAULT-A HERE: | 65K AIC | [11 empty] | LOAD TYPES
Note | Verified Date | Load Type | CIRCUIT DESCRIPTION |  |  |  |  | P | BKR AMP | VOLT AMPS | CKT NO | A | B | C | CKT NO | VOLT AMPS | BKR AMP | P | CIRCUIT DESCRIPTION |  |  |  |  | Load Type | Verified Date | Note |  | LIGHTING |  |  |  | MOTORS
[27 empty] | P | I | F | HID | R | LM | M | H | C | O
|  |  | SPARE |  |  |  |  | 1 | 20 |  | 1 | 180 |  |  | 2 | 180 | 20 | 1 | #1 Recept (this panel) |  |  |  |  | R |  |  | 0 | 0 | 0 | 0 | 180 | 0 | 0 | 0 | 0 | 0
2 |  | P | NCAR 3 |  |  |  |  | 2 | 100 | 4432 | 3 |  | 4612 |  | 4 | 180 | 20 | 1 | #2 Recept (this panel) |  |  |  |  | R |  |  | 4432 | 0 | 0 | 0 | 180 | 0 | 0 | 0 | 0 | 0
|  | P | [7 empty] | 4888 | 5 |  |  | 5788 | 6 | 900 | 20 | 1 | Tower Receptacles |  |  |  |  | R |  |  | 4888 | 0 | 0 | 0 | 900 | 0 | 0 | 0 | 0 | 0
|  | P | West Turbulance Tower |  |  |  |  | 2 | 60 | 360 | 7 | 360 |  |  | 8 |  | 20 | 1 | SPARE | [7 empty] | 360 | 0 | 0 | 0 | 0 | 0 | 0 | 0 | 0 | 0
|  | P | [7 empty] | 310 | 9 |  | 310 |  | 10 |  | 20 | 3 | SPARE | [7 empty] | 310 | 0 | 0 | 0 | 0 | 0 | 0 | 0 | 0 | 0
2 |  | P | NCAR 1 |  |  |  |  | 2 | 100 | 6392 | 11 |  |  | 6392 | 12 | [11 empty] | 6392 | 0 | 0 | 0 | 0 | 0 | 0 | 0 | 0 | 0
|  | P | [7 empty] | 4376 | 13 | 4376 |  |  | 14 | [11 empty] | 4376 | 0 | 0 | 0 | 0 | 0 | 0 | 0 | 0 | 0
2 |  | P | NCAR 4 |  |  |  |  | 2 | 100 | 3696 | 15 |  | 3696 |  | 16 |  | 20 | 1 | SPARE | [7 empty] | 3696 | 0 | 0 | 0 | 0 | 0 | 0 | 0 | 0 | 0
|  | P | [7 empty] | 3792 | 17 |  |  | 3792 | 18 | 0 | 100 | 3 | NCAR 2 |  |  |  |  | P |  |  | 3792 | 0 | 0 | 0 | 0 | 0 | 0 | 0 | 0 | 0
|  |  | space |  |  |  |  | 1 |  |  | 19 | 6452 |  |  | 20 | 6452 | [7 empty] | P |  |  | 6452 | 0 | 0 | 0 | 0 | 0 | 0 | 0 | 0 | 0
|  |  | space |  |  |  |  | 1 |  |  | 21 |  | 4756 |  | 22 | 4756 | [7 empty] | P |  |  | 4756 | 0 | 0 | 0 | 0 | 0 | 0 | 0 | 0 | 0
|  |  | space |  |  |  |  | 1 |  |  | 23 |  |  |  | 24 |  |  | 1 | space | [7 empty] | 0 | 0 | 0 | 0 | 0 | 0 | 0 | 0 | 0 | 0
|  |  | space |  |  |  |  | 1 |  |  | 25 |  |  |  | 26 |  |  | 1 | space | [7 empty] | 0 | 0 | 0 | 0 | 0 | 0 | 0 | 0 | 0 | 0
|  |  | space |  |  |  |  | 1 |  |  | 27 |  |  |  | 28 |  |  | 1 | space | [7 empty] | 0 | 0 | 0 | 0 | 0 | 0 | 0 | 0 | 0 | 0
|  |  | space |  |  |  |  | 1 |  |  | 29 |  |  |  | 30 |  |  | 1 | space | [7 empty] | 0 | 0 | 0 | 0 | 0 | 0 | 0 | 0 | 0 | 0
[11 empty] | CONNECTED VA: | 11368 | 13374 | 15972 | = | 40714 | [10 empty] | 39454 | 0 | 0 | 0 | 1260 | 0 | 0 | 0 | 0 | 0
[11 empty] | CONNECTED (CALCULATED) AMPS/ PHASE: | 94.733 | 111.45 | 133.1 |  |  | FROM | TO |  |  | PHASE IMBALANCE
1 | [10 empty] | METERED AMPS (NOTE 1): |  |  |  |  | METER DATES: | 2006-12-12 | 2007-01-05 |  |  | A-B | B-C | C-A
[11 empty] | ADJUSTED VA: | 11368 | 13374 | 15972 | = | 40714 |  |  |  |  | 15% | 16.27% | 28.83%
[9 empty] | TOTAL CONNECTED LOAD: | 40714 | VA / SQRT(3) / |  | 208 | VOLTS = | 113 | AMPS |  |  |  | METERED IMBALANCE:
NOTES: (ANY REVISIONS, FIELD OR ENGINEERING NOTES)
|  |  | 1 | Metered amps - NEC 220.35 allows meter values in place of calculated values. Adding meter values adjusts all panel VA's to match the actual meter value.
|  |  | 2 | Change existing 60A/2P breaker to 100A/2P
3
|  |  | (NEC 215.5) |  |  | WATTS | PWR FACT |  | VA |  | NEC |  | NEC VA LOAD
|  |  | P=PANEL |  |  | 39454 | 100% | = | 39454 | @ | 100% | = | 39454
LIGHTING (NEC 215.2)
|  |  | I = Incandescent |  |  | 0 | 100% | = | 0 | @ | 125% | = | 0
|  |  | F = Fluorescent |  |  | 0 | 95% | = | 0 | @ | 125% | = | 0
|  |  | HID = HID |  |  | 0 | 90% | = | 0 | @ | 125% | = | 0
R = RECEPTACLE (NEC 220.14)
|  |  | First 10 KW |  |  | 1260 | 100% | = | 1260 | @ | 100% | = | 1260
|  |  | Remainder |  |  | 0 | 100% | = | 0 | @ | 50% | = | 0
MOTORS (NEC 430.24)
|  |  | LM = Largest Motor |  |  | 0 | 80% | = | 0 | @ | 125% | = | 0
|  |  | M = Motors |  |  | 0 | 80% | = | 0 | @ | 100% | = | 0
|  |  | H=HEATING |  |  | 0 | 80% | = | 0 | @ | 100% | = | 0
|  |  | C=COOLING |  |  | 0 | 80% | = | 0 | @ | 100% | = | 0
|  |  | O=OTHER |  |  | 0 | 100% | = | 0 | @ | 100% | = | 0
[6 empty] | 40714 | W |  | 40714 | VA |  |  | 40714 | VA
[12 empty] | MIN PANEL SIZE: | 113 | AMPS
CAUTION - PANEL CARD TEMPLATES TO THE RIGHT | [37 empty] | GE PANEL CARD (4-1/4" wide) | [8 empty] | SQ D PANEL CARD ---------> | SQ D PANEL CARD (5-1/4" wide)
DO NOT INSERT OR DELETE ROWS | [37 empty] | CUT ALONG DOTTED LINE TO FIT INTO HOLDER | [9 empty] | CUT ALONG DOTTED LINE TO FIT INTO HOLDER
[38 empty] | PANEL: |  |  | MDP | [5 empty] | Notes; | PANEL: |  |  | MDP
[38 empty] | FED FROM: |  |  | IREA Pole Transformers | [5 empty] | 1) GE NLAB sleeves are 4-1/4" wide, set print setup to 68% actual. | FED FROM: |  |  | IREA Pole Transformers
[38 empty] | VOLTAGE: 120/208V 3-PHASE 4 WIRE |  |  |  | PRINT DATE: |  |  | 2011-06-13 |  | 2) SQ D sleeves are 5-3/4" wide, set print setup to 62% | VOLTAGE: 120/208V 3-PHASE 4 WIRE |  |  |  | PRINT DATE: |  |  | 2011-06-13
[37 empty] | 1 | CKT |  | LOAD |  | CKT |  | LOAD |  | 1 | 3) SQ D single side schedules fit in 4-1/4" sleeves, set print setup to 68%. | CKT |  | LOAD |  | CKT |  | LOAD
[37 empty] | 1 | 1 | 1P | SPARE |  | 2 | 1P | #1 Recept (this panel) |  | 1 |  | 1 | 1P | SPARE |  | 2 | 1P | #1 Recept (this panel)
[37 empty] | 2 | 3 | 2P | NCAR 3 |  | 4 | 1P | #2 Recept (this panel) |  | 1 |  | 3 | 2P | NCAR 3 |  | 4 | 1P | #2 Recept (this panel)
[37 empty] | 2 | 5 | 2P | NCAR 3 |  | 6 | 1P | Tower Receptacles |  | 1 |  | 5 | 2P | NCAR 3 |  | 6 | 1P | Tower Receptacles
[37 empty] | 2 | 7 | 2P | NCAR 3 |  | 8 | 1P | SPARE |  | 1 |  | 7 | 2P | NCAR 3 |  | 8 | 1P | SPARE
[37 empty] | 2 | 9 | 2P | NCAR 3 |  | 10 | 3P | SPARE |  | 3 |  | 9 | 2P | NCAR 3 |  | 10 | 3P | SPARE
[37 empty] | 2 | 11 | 2P | NCAR 3 |  | 12 | 3P | SPARE |  | 3 |  | 11 | 2P | NCAR 3 |  | 12 | 3P | SPARE
[37 empty] | 2 | 13 | 2P | NCAR 3 |  | 14 | 3P | SPARE |  | 3 |  | 13 | 2P | NCAR 3 |  | 14 | 3P | SPARE
[37 empty] | 2 | 15 | 2P | NCAR 3 |  | 16 | 1P | SPARE |  | 1 |  | 15 | 2P | NCAR 3 |  | 16 | 1P | SPARE
[37 empty] | 2 | 17 | 2P | NCAR 3 |  | 18 | 3P | NCAR 2 |  | 3 |  | 17 | 2P | NCAR 3 |  | 18 | 3P | NCAR 2
[37 empty] | 1 | 19 | 1P | space |  | 20 | 3P | NCAR 2 |  | 3 |  | 19 | 1P | space |  | 20 | 3P | NCAR 2
[37 empty] | 1 | 21 | 1P | space |  | 22 | 3P | NCAR 2 |  | 3 |  | 21 | 1P | space |  | 22 | 3P | NCAR 2
[37 empty] | 1 | 23 | 1P | space |  | 24 | 1P | space |  | 1 |  | 23 | 1P | space |  | 24 | 1P | space
[37 empty] | 1 | 25 | 1P | space |  | 26 | 1P | space |  | 1 |  | 25 | 1P | space |  | 26 | 1P | space
[37 empty] | 1 | 27 | 1P | space |  | 28 | 1P | space |  | 1 |  | 27 | 1P | space |  | 28 | 1P | space
[37 empty] | 1 | 29 | 1P | space |  | 30 | 1P | space |  | 1 |  | 29 | 1P | space |  | 30 | 1P | space
[37 empty] | #REF! | 31 | #REF! | #REF! |  | 32 | #REF! | #REF! |  | #REF! |  | 31 | #REF! | #REF! |  | 32 | #REF! | #REF!
[37 empty] | #REF! | 33 | #REF! | #REF! |  | 34 | #REF! | #REF! |  | #REF! |  | 33 | #REF! | #REF! |  | 34 | #REF! | #REF!
[37 empty] | #REF! | 35 | #REF! | #REF! |  | 36 | #REF! | #REF! |  | #REF! |  | 35 | #REF! | #REF! |  | 36 | #REF! | #REF!
[37 empty] | #REF! | 37 | #REF! | #REF! |  | 38 | #REF! | #REF! |  | #REF! |  | 37 | #REF! | #REF! |  | 38 | #REF! | #REF!
[37 empty] | #REF! | 39 | #REF! | #REF! |  | 40 | #REF! | #REF! |  | #REF! |  | 39 | #REF! | #REF! |  | 40 | #REF! | #REF!
[37 empty] | #REF! | 41 | #REF! | #REF! |  | 42 | #REF! | #REF! |  | #REF! |  | 41 | #REF! | #REF! |  | 42 | #REF! | #REF!
[38 empty] | CUT ALONG DOTTED LINE TO FIT INTO HOLDER | [9 empty] | CUT ALONG DOTTED LINE TO FIT INTO HOLDER
[38 empty] | CUT ALONG DOTTED LINE TO FIT INTO HOLDER | [9 empty] | CUT ALONG DOTTED LINE TO FIT INTO HOLDER
[38 empty] | PANEL: |  |  | MDP | [6 empty] | PANEL: |  |  | MDP
[38 empty] | FED FROM: |  |  | IREA Pole Transformers | [6 empty] | FED FROM: |  |  | IREA Pole Transformers
[38 empty] | VOLTAGE: 120/208V 3-PHASE 4 WIRE |  |  |  | PRINT DATE: |  |  | 2011-06-13 |  |  | VOLTAGE: 120/208V 3-PHASE 4 WIRE |  |  |  | PRINT DATE: |  |  | 2011-06-13
[37 empty] | 1 | CKT |  | LOAD |  | CKT |  | LOAD |  | 1 |  | CKT |  | LOAD |  | CKT |  | LOAD
[37 empty] | = | 43 | =P | LOAD |  | 44 | 0P | LOAD |  | 0 |  | 43 | =P | LOAD |  | 44 | 0P | LOAD
[37 empty] | = | 45 | =P | LOAD |  | 46 | 0P | LOAD |  | 0 |  | 43 | =P | LOAD |  | 46 | 0P | LOAD
[37 empty] | = | 47 | =P | LOAD |  | 48 | 0P | LOAD |  | 0 |  | 43 | =P | LOAD |  | 48 | 0P | LOAD
[37 empty] | = | 49 | =P | LOAD |  | 50 | 0P | LOAD |  | 0 |  | 43 | =P | LOAD |  | 50 | 0P | LOAD
[37 empty] | = | 51 | =P | LOAD |  | 52 | 0P | LOAD |  | 0 |  | 43 | =P | LOAD |  | 52 | 0P | LOAD
[37 empty] | = | 53 | =P | LOAD |  | 54 | 0P | LOAD |  | 0 |  | 43 | =P | LOAD |  | 54 | 0P | LOAD
[37 empty] | = | 55 | =P | LOAD |  | 56 | 0P | LOAD |  | 0 |  | 43 | =P | LOAD |  | 56 | 0P | LOAD
[37 empty] | = | 57 | =P | LOAD |  | 58 | 0P | LOAD |  | 0 |  | 43 | =P | LOAD |  | 58 | 0P | LOAD
[37 empty] | = | 59 | =P | LOAD |  | 60 | 0P | LOAD |  | 0 |  | 43 | =P | LOAD |  | 60 | 0P | LOAD
[37 empty] | = | 61 | =P | LOAD |  | 62 | 0P | LOAD |  | 0 |  | 43 | =P | LOAD |  | 62 | 0P | LOAD
[37 empty] | = | 63 | =P | LOAD |  | 64 | 0P | LOAD |  | 0 |  | 43 | =P | LOAD |  | 64 | 0P | LOAD
[37 empty] | = | 65 | =P | LOAD |  | 66 | 0P | LOAD |  | 0 |  | 43 | =P | LOAD |  | 66 | 0P | LOAD
[37 empty] | = | 67 | =P | LOAD |  | 68 | 0P | LOAD |  | 0 |  | 43 | =P | LOAD |  | 68 | 0P | LOAD
[37 empty] | = | 69 | =P | LOAD |  | 70 | 0P | LOAD |  | 0 |  | 43 | =P | LOAD |  | 70 | 0P | LOAD
[37 empty] | = | 71 | =P | LOAD |  | 72 | 0P | LOAD |  | 0 |  | 43 | =P | LOAD |  | 72 | 0P | LOAD
[37 empty] | = | 73 | =P | LOAD |  | 74 | 0P | LOAD |  | 0 |  | 43 | =P | LOAD |  | 74 | 0P | LOAD
[37 empty] | 0 | 75 | 0P | LOAD |  | 76 | 0P | LOAD |  | 0 |  | 43 | 0P | LOAD |  | 76 | 0P | LOAD
[37 empty] | 0 | 77 | 0P | LOAD |  | 78 | 0P | LOAD |  | 0 |  | 43 | 0P | LOAD |  | 78 | 0P | LOAD
[37 empty] | 0 | 79 | 0P | LOAD |  | 80 | 0P | LOAD |  | 0 |  | 43 | 0P | LOAD |  | 80 | 0P | LOAD
[37 empty] | 0 | 81 | 0P | LOAD |  | 82 | 0P | LOAD |  | 0 |  | 43 | 0P | LOAD |  | 82 | 0P | LOAD
[37 empty] | 0 | 83 | 0P | LOAD |  | 84 | 0P | LOAD |  | 0 |  | 43 | 0P | LOAD |  | 84 | 0P | LOAD
[38 empty] | CUT ALONG DOTTED LINE TO FIT INTO HOLDER | [9 empty] | CUT ALONG DOTTED LINE TO FIT INTO HOLDER
PANEL SCHED
PANEL SCHED
Same Info As
Shown on
Drawing E402

## P1
|  |  | PANEL: | P1 |  |  |  |  | LOCATION: | Manitou Site |  |  | FED FROM: | Site MDP #11,13 (100A CB) | [5 empty] | LAST UPDATED: | 2011-05-03
[10 empty] | (Bldg - Room) | [11 empty] | Template R0
|  |  |  | VOLTS (L-N): | 120 |  | BUSS AMPS: | 200 |  | MFG: | Sq D |  | NEUTRAL: | 100% |  |  |  | THIS COLOR = UNCONFIRMED DATA
|  |  |  | VOLTS (L-L): | 208 |  | MLO AMPS: | 100 |  | TYPE: | QOC20U |  | GROUND: | FULL | [21 empty] | CAUTION - PANEL CARD TEMPLATES BELOW
|  |  |  | PHASE: | 1 |  | MCB AMPS: |  |  | MOUNT: | Flush |  | PANEL AIC RATING: | 22000 | [21 empty] | DO NOT INSERT OR DELETE COLUMNS
|  |  |  | WIRE: | 3 |  | LOAD AMPS: | 52 |  |  |  |  | AVAIL FAULT-A HERE: | [12 empty] | LOAD TYPES
Note | Verified Date | Load Type | CIRCUIT DESCRIPTION |  |  |  |  | P | BKR AMP | VOLT AMPS | CKT NO | A | B | CKT NO | VOLT AMPS | BKR AMP | P | CIRCUIT DESCRIPTION |  |  |  |  | Load Type | Verified Date | Note |  | LIGHTING |  |  |  | MOTORS
[26 empty] | P | I | F | HID | R | LM | M | H | C | O
|  | R | Yellow Recepts (P3) |  |  |  |  | 1 | 20 | 1800 | 1 | 3000 |  | 2 | 1200 | 20 | 1 | Blue Recepts (P17) |  |  |  |  | R |  |  | 0 | 0 | 0 | 0 | 3000 | 0 | 0 | 0 | 0 | 0
|  | R | White Recepts (P3) |  |  |  |  | 1 | 20 | 1800 | 3 |  | 1800 | 4 | 0 | 20 | 1 | Green Recepts |  |  |  |  | R |  |  | 0 | 0 | 0 | 0 | 1800 | 0 | 0 | 0 | 0 | 0
|  | R | Recept Front (outside) (P17, P33, P35 pumps) |  |  |  |  | 1 | 20 | 1620 | 5 | 1800 |  | 6 | 180 | 20 | 1 | Outside recept (back) |  |  |  |  | M |  |  | 0 | 0 | 0 | 0 | 1620 | 0 | 180 | 0 | 0 | 0
|  | O | Large UPS |  |  |  |  | 1 | 50 | 0 | 7 |  | 480 | 8 | 480 | 20 | 1 | Lights |  |  |  |  | F |  |  | 0 | 0 | 480 | 0 | 0 | 0 | 0 | 0 | 0 | 0
|  | O | Small UPS |  |  |  |  | 1 | 20 | 0 | 9 |  |  | 10 | 0 | 20 | 2 | 220 Outlet, Right Side |  |  |  |  | R |  |  | 0 | 0 | 0 | 0 | 0 | 0 | 0 | 0 | 0 | 0
|  | R | 220 Outlet, Left Side (P34) |  |  |  |  | 2 | 20 | 1250 | 11 |  | 1250 | 12 | 0 | [7 empty] | R |  |  | 0 | 0 | 0 | 0 | 1250 | 0 | 0 | 0 | 0 | 0
|  | R | [7 empty] | 1250 | 13 | 3010 |  | 14 | 1760 | 20 | 2 | AC Unit (1 ton) |  |  |  |  | C |  |  | 0 | 0 | 0 | 0 | 1250 | 0 | 0 | 0 | 1760 | 0
|  |  | SPACE |  |  |  |  | 1 |  |  | 15 |  | 1760 | 16 | 1760 | [7 empty] | C |  |  | 0 | 0 | 0 | 0 | 0 | 0 | 0 | 0 | 1760 | 0
|  |  | SPACE |  |  |  |  | 1 |  |  | 17 | 180 |  | 18 | 180 | 20 | 1 | Recept #18 |  |  |  |  | R |  |  | 0 | 0 | 0 | 0 | 180 | 0 | 0 | 0 | 0 | 0
|  |  | SPACE |  |  |  |  | 1 |  |  | 19 |  | 180 | 20 | 180 | 20 | 1 | Recept #20 |  |  |  |  | R |  |  | 0 | 0 | 0 | 0 | 180 | 0 | 0 | 0 | 0 | 0
[11 empty] | CONNECTED VA: | 7990 | 5470 | = | 13460 | [10 empty] | 0 | 0 | 480 | 0 | 9280 | 0 | 180 | 0 | 3520 | 0
[11 empty] | CONNECTED (CALCULATED) AMPS/ PHASE: | 66.583 | 45.583 |  |  | FROM | TO |  |  | PHASE IMBALANCE
1 | [10 empty] | METERED AMPS (NOTE 1): |  |  |  | METER DATES: | 2006-12-12 | 2007-01-05 |  |  | A-B
[11 empty] | ADJUSTED VA: | 6392 | 4376 | = | 10768 |  |  |  |  | 31.54%
[9 empty] | TOTAL CONNECTED LOAD: | 10768 | VA / |  | 208 | 52 | AMPS |  |  |  | METERED IMBALANCE: |  | #REF! | #REF!
NOTES: (ANY REVISIONS, FIELD OR ENGINEERING NOTES)
|  |  | 1 | Metered amps - NEC 220.35 allows meter values in place of calculated values. Adding meter values adjusts all panel VA's to match the actual meter value.
|  |  | 2 | Panel contains a 200A MCB.
3
|  |  | (NEC 215.5) |  |  | WATTS | PWR FACT |  | VA |  | NEC |  | NEC VA LOAD
|  |  | P=PANEL |  |  | 0 | 100% | = | 0 | @ | 100% | = | 0
LIGHTING (NEC 215.2)
|  |  | I = Incandescent |  |  | 0 | 100% | = | 0 | @ | 125% | = | 0
|  |  | F = Fluorescent |  |  | 456 | 95% | = | 480 | @ | 125% | = | 600
|  |  | HID = HID |  |  | 0 | 90% | = | 0 | @ | 125% | = | 0
R = RECEPTACLE (NEC 220.14)
|  |  | First 10 KW |  |  | 9280 | 100% | = | 9280 | @ | 100% | = | 9280
|  |  | Remainder |  |  | 0 | 100% | = | 0 | @ | 50% | = | 0
MOTORS (NEC 430.24)
|  |  | LM = Largest Motor |  |  | 0 | 80% | = | 0 | @ | 125% | = | 0
|  |  | M = Motors |  |  | 144 | 80% | = | 180 | @ | 100% | = | 180
|  |  | H=HEATING |  |  | 0 | 80% | = | 0 | @ | 100% | = | 0
|  |  | C=COOLING |  |  | 2816 | 80% | = | 3520 | @ | 100% | = | 3520
|  |  | O=OTHER |  |  | 0 | 100% | = | 0 | @ | 100% | = | 0
[6 empty] | 12696 | W |  | 13460 | VA |  |  | 13580 | VA
[12 empty] | MIN PANEL SIZE: | 65 | AMPS
CAUTION - PANEL CARD TEMPLATES TO THE RIGHT | [36 empty] | GE PANEL CARD (4-1/4" wide) | [8 empty] | SQ D PANEL CARD ---------> | SQ D PANEL CARD (5-1/4" wide)
DO NOT INSERT OR DELETE ROWS | [36 empty] | CUT ALONG DOTTED LINE TO FIT INTO HOLDER | [9 empty] | CUT ALONG DOTTED LINE TO FIT INTO HOLDER
[37 empty] | PANEL: |  |  | P1 | [5 empty] | Notes; | PANEL: |  |  | P1
[37 empty] | FED FROM: |  |  | Site MDP #11,13 (100A CB) | [5 empty] | 1) GE NLAB sleeves are 4-1/4" wide, set print setup to 68% actual. | FED FROM: |  |  | Site MDP #11,13 (100A CB)
[37 empty] | VOLTAGE: 120/208V 1-PHASE 3 WIRE |  |  |  | PRINT DATE: |  |  | 2011-06-13 |  | 2) SQ D sleeves are 5-3/4" wide, set print setup to 62% | VOLTAGE: 120/208V 1-PHASE 3 WIRE |  |  |  | PRINT DATE: |  |  | 2011-06-13
[36 empty] | 1 | CKT |  | LOAD |  | CKT |  | LOAD |  | 1 | 3) SQ D single side schedules fit in 4-1/4" sleeves, set print setup to 68%. | CKT |  | LOAD |  | CKT |  | LOAD
[36 empty] | 1 | 1 | 1P | Yellow Recepts (P3) |  | 2 | 1P | Blue Recepts (P17) |  | 1 |  | 1 | 1P | Yellow Recepts (P3) |  | 2 | 1P | Blue Recepts (P17)
[36 empty] | 1 | 3 | 1P | White Recepts (P3) |  | 4 | 1P | Green Recepts |  | 1 |  | 3 | 1P | White Recepts (P3) |  | 4 | 1P | Green Recepts
[36 empty] | 1 | 5 | 1P | Recept Front (outside) (P17, P33, P35 pumps) |  | 6 | 1P | Outside recept (back) |  | 1 |  | 5 | 1P | Recept Front (outside) (P17, P33, P35 pumps) |  | 6 | 1P | Outside recept (back)
[36 empty] | 1 | 7 | 1P | Large UPS |  | 8 | 1P | Lights |  | 1 |  | 7 | 1P | Large UPS |  | 8 | 1P | Lights
[36 empty] | 1 | 9 | 1P | Small UPS |  | 10 | 2P | 220 Outlet, Right Side |  | 2 |  | 9 | 1P | Small UPS |  | 10 | 2P | 220 Outlet, Right Side
[36 empty] | 2 | 11 | 2P | 220 Outlet, Left Side (P34) |  | 12 | 2P | 220 Outlet, Right Side |  | 2 |  | 11 | 2P | 220 Outlet, Left Side (P34) |  | 12 | 2P | 220 Outlet, Right Side
[36 empty] | 2 | 13 | 2P | 220 Outlet, Left Side (P34) |  | 14 | 2P | 220 Outlet, Right Side |  | 2 |  | 13 | 2P | 220 Outlet, Left Side (P34) |  | 14 | 2P | 220 Outlet, Right Side
[36 empty] | 1 | 15 | 1P | SPACE |  | 16 | 2P | 220 Outlet, Right Side |  | 2 |  | 15 | 1P | SPACE |  | 16 | 2P | 220 Outlet, Right Side
[36 empty] | 1 | 17 | 1P | SPACE |  | 18 | 1P | Recept #18 |  | 1 |  | 17 | 1P | SPACE |  | 18 | 1P | Recept #18
[36 empty] | 1 | 19 | 1P | SPACE |  | 20 | 1P | Recept #20 |  | 1 |  | 19 | 1P | SPACE |  | 20 | 1P | Recept #20
[36 empty] | #REF! | 21 | #REF! | #REF! |  | 22 | #REF! | #REF! |  | #REF! |  | 21 | #REF! | #REF! |  | 22 | #REF! | #REF!
[36 empty] | #REF! | 23 | #REF! | #REF! |  | 24 | #REF! | #REF! |  | #REF! |  | 23 | #REF! | #REF! |  | 24 | #REF! | #REF!
[36 empty] | #REF! | 25 | #REF! | #REF! |  | 26 | #REF! | #REF! |  | #REF! |  | 25 | #REF! | #REF! |  | 26 | #REF! | #REF!
[36 empty] | #REF! | 27 | #REF! | #REF! |  | 28 | #REF! | #REF! |  | #REF! |  | 27 | #REF! | #REF! |  | 28 | #REF! | #REF!
[36 empty] | #REF! | 29 | #REF! | #REF! |  | 30 | #REF! | #REF! |  | #REF! |  | 29 | #REF! | #REF! |  | 30 | #REF! | #REF!
[36 empty] | #REF! | 31 | #REF! | #REF! |  | 32 | #REF! | #REF! |  | #REF! |  | 31 | #REF! | #REF! |  | 32 | #REF! | #REF!
[36 empty] | #REF! | 33 | #REF! | #REF! |  | 34 | #REF! | #REF! |  | #REF! |  | 33 | #REF! | #REF! |  | 34 | #REF! | #REF!
[36 empty] | #REF! | 35 | #REF! | #REF! |  | 36 | #REF! | #REF! |  | #REF! |  | 35 | #REF! | #REF! |  | 36 | #REF! | #REF!
[36 empty] | #REF! | 37 | #REF! | #REF! |  | 38 | #REF! | #REF! |  | #REF! |  | 37 | #REF! | #REF! |  | 38 | #REF! | #REF!
[36 empty] | #REF! | 39 | #REF! | #REF! |  | 40 | #REF! | #REF! |  | #REF! |  | 39 | #REF! | #REF! |  | 40 | #REF! | #REF!
[36 empty] | #REF! | 41 | #REF! | #REF! |  | 42 | #REF! | #REF! |  | #REF! |  | 41 | #REF! | #REF! |  | 42 | #REF! | #REF!
[37 empty] | CUT ALONG DOTTED LINE TO FIT INTO HOLDER | [9 empty] | CUT ALONG DOTTED LINE TO FIT INTO HOLDER
[37 empty] | CUT ALONG DOTTED LINE TO FIT INTO HOLDER | [9 empty] | CUT ALONG DOTTED LINE TO FIT INTO HOLDER
[37 empty] | PANEL: |  |  | P1 | [6 empty] | PANEL: |  |  | P1
[37 empty] | FED FROM: |  |  | Site MDP #11,13 (100A CB) | [6 empty] | FED FROM: |  |  | Site MDP #11,13 (100A CB)
[37 empty] | VOLTAGE: 120/208V 1-PHASE 3 WIRE |  |  |  | PRINT DATE: |  |  | 2011-06-13 |  |  | VOLTAGE: 120/208V 1-PHASE 3 WIRE |  |  |  | PRINT DATE: |  |  | 2011-06-13
[36 empty] | 1 | CKT |  | LOAD |  | CKT |  | LOAD |  | 1 |  | CKT |  | LOAD |  | CKT |  | LOAD
[36 empty] | = | 43 | =P | LOAD |  | 44 | 0P | LOAD |  | 0 |  | 43 | =P | LOAD |  | 44 | 0P | LOAD
[36 empty] | = | 45 | =P | LOAD |  | 46 | 0P | LOAD |  | 0 |  | 43 | =P | LOAD |  | 46 | 0P | LOAD
[36 empty] | = | 47 | =P | LOAD |  | 48 | 0P | LOAD |  | 0 |  | 43 | =P | LOAD |  | 48 | 0P | LOAD
[36 empty] | = | 49 | =P | LOAD |  | 50 | 0P | LOAD |  | 0 |  | 43 | =P | LOAD |  | 50 | 0P | LOAD
[36 empty] | = | 51 | =P | LOAD |  | 52 | 0P | LOAD |  | 0 |  | 43 | =P | LOAD |  | 52 | 0P | LOAD
[36 empty] | = | 53 | =P | LOAD |  | 54 | 0P | LOAD |  | 0 |  | 43 | =P | LOAD |  | 54 | 0P | LOAD
[36 empty] | = | 55 | =P | LOAD |  | 56 | 0P | LOAD |  | 0 |  | 43 | =P | LOAD |  | 56 | 0P | LOAD
[36 empty] | = | 57 | =P | LOAD |  | 58 | 0P | LOAD |  | 0 |  | 43 | =P | LOAD |  | 58 | 0P | LOAD
[36 empty] | = | 59 | =P | LOAD |  | 60 | 0P | LOAD |  | 0 |  | 43 | =P | LOAD |  | 60 | 0P | LOAD
[36 empty] | = | 61 | =P | LOAD |  | 62 | 0P | LOAD |  | 0 |  | 43 | =P | LOAD |  | 62 | 0P | LOAD
[36 empty] | = | 63 | =P | LOAD |  | 64 | 0P | LOAD |  | 0 |  | 43 | =P | LOAD |  | 64 | 0P | LOAD
[36 empty] | = | 65 | =P | LOAD |  | 66 | 0P | LOAD |  | 0 |  | 43 | =P | LOAD |  | 66 | 0P | LOAD
[36 empty] | = | 67 | =P | LOAD |  | 68 | 0P | LOAD |  | 0 |  | 43 | =P | LOAD |  | 68 | 0P | LOAD
[36 empty] | = | 69 | =P | LOAD |  | 70 | 0P | LOAD |  | 0 |  | 43 | =P | LOAD |  | 70 | 0P | LOAD
[36 empty] | = | 71 | =P | LOAD |  | 72 | 0P | LOAD |  | 0 |  | 43 | =P | LOAD |  | 72 | 0P | LOAD
[36 empty] | = | 73 | =P | LOAD |  | 74 | 0P | LOAD |  | 0 |  | 43 | =P | LOAD |  | 74 | 0P | LOAD
[36 empty] | 0 | 75 | 0P | LOAD |  | 76 | 0P | LOAD |  | 0 |  | 43 | 0P | LOAD |  | 76 | 0P | LOAD
[36 empty] | 0 | 77 | 0P | LOAD |  | 78 | 0P | LOAD |  | 0 |  | 43 | 0P | LOAD |  | 78 | 0P | LOAD
[36 empty] | 0 | 79 | 0P | LOAD |  | 80 | 0P | LOAD |  | 0 |  | 43 | 0P | LOAD |  | 80 | 0P | LOAD
[36 empty] | 0 | 81 | 0P | LOAD |  | 82 | 0P | LOAD |  | 0 |  | 43 | 0P | LOAD |  | 82 | 0P | LOAD
[36 empty] | 0 | 83 | 0P | LOAD |  | 84 | 0P | LOAD |  | 0 |  | 43 | 0P | LOAD |  | 84 | 0P | LOAD
[37 empty] | CUT ALONG DOTTED LINE TO FIT INTO HOLDER | [9 empty] | CUT ALONG DOTTED LINE TO FIT INTO HOLDER
PANEL SCHED
PANEL SCHED

## P2
|  |  | PANEL: | P2 |  |  |  |  | LOCATION: | Manitou Site |  |  | FED FROM: | Site MDP #20,22 (100A CB) | [5 empty] | LAST UPDATED: | 2011-05-03
[10 empty] | (Bldg - Room) | [11 empty] | Template R0
|  |  |  | VOLTS (L-N): | 120 |  | BUSS AMPS: | 200 |  | MFG: | Sq D |  | NEUTRAL: | 100% |  |  |  | THIS COLOR = UNCONFIRMED DATA
|  |  |  | VOLTS (L-L): | 208 |  | MLO AMPS: | 100 |  | TYPE: | QOC20U |  | GROUND: | FULL | [21 empty] | CAUTION - PANEL CARD TEMPLATES BELOW
|  |  |  | PHASE: | 1 |  | MCB AMPS: |  |  | MOUNT: | Flush |  | PANEL AIC RATING: | 22000 | [21 empty] | DO NOT INSERT OR DELETE COLUMNS
|  |  |  | WIRE: | 3 |  | LOAD AMPS: | 54 |  |  |  |  | AVAIL FAULT-A HERE: | [12 empty] | LOAD TYPES
Note | Verified Date | Load Type | CIRCUIT DESCRIPTION |  |  |  |  | P | BKR AMP | VOLT AMPS | CKT NO | A | B | CKT NO | VOLT AMPS | BKR AMP | P | CIRCUIT DESCRIPTION |  |  |  |  | Load Type | Verified Date | Note |  | LIGHTING |  |  |  | MOTORS
[26 empty] | P | I | F | HID | R | LM | M | H | C | O
|  | R | Yellow Recepts (G15) |  |  |  |  | 1 | 20 | 1000 | 1 | 2000 |  | 2 | 1000 | 20 | 1 | Blue Recepts (G7) |  |  |  |  | R |  |  | 0 | 0 | 0 | 0 | 2000 | 0 | 0 | 0 | 0 | 0
|  | R | White Recepts |  |  |  |  | 1 | 20 | 0 | 3 |  | 750 | 4 | 750 | 20 | 1 | Green Recepts (G16) |  |  |  |  | R |  |  | 0 | 0 | 0 | 0 | 750 | 0 | 0 | 0 | 0 | 0
|  | O | Clean Air Gen |  |  |  |  | 1 | 20 | 600 | 5 | 1200 |  | 6 | 600 | 20 | 1 | Blower (outside) |  |  |  |  | M |  |  | 0 | 0 | 0 | 0 | 0 | 0 | 600 | 0 | 0 | 600
|  | O | UPS - G3, G4, G5, G6 |  |  |  |  | 2 | 30 | 480 | 7 |  | 960 | 8 | 480 | 20 | 1 | Lights |  |  |  |  | F |  |  | 0 | 0 | 480 | 0 | 0 | 0 | 0 | 0 | 0 | 480
|  | O | [7 empty] | 480 | 9 | 480 |  | 10 | 0 | 20 | 2 | 200 Outlet, Right Side |  |  |  |  | R |  |  | 0 | 0 | 0 | 0 | 0 | 0 | 0 | 0 | 0 | 480
|  | R | 220 Outlet, Left Side, possible PANEL P6 connection |  |  |  |  | 2 | 20 | 360 | 11 |  | 360 | 12 | 0 | [7 empty] | R |  |  | 0 | 0 | 0 | 0 | 360 | 0 | 0 | 0 | 0 | 0
|  | R | [7 empty] | 510 | 13 | 2270 |  | 14 | 1760 | 20 | 2 | AC Unit (1 ton) |  |  |  |  | C |  |  | 0 | 0 | 0 | 0 | 510 | 0 | 0 | 0 | 1760 | 0
|  | R | 220 Outlet, Right Side, 30AMP Spider Box at Tower (G2, M2, M3, M7, M8, M14, M15) |  |  |  |  | 2 | 30 | 2115 | 15 |  | 3875 | 16 | 1760 | [7 empty] | C |  |  | 0 | 0 | 0 | 0 | 2115 | 0 | 0 | 0 | 1760 | 0
|  | R | [7 empty] | 2115 | 17 | 2115 |  | 18 | 0 | 20 | 1 | Recept #18 |  |  |  |  | R |  |  | 0 | 0 | 0 | 0 | 2115 | 0 | 0 | 0 | 0 | 0
|  |  | SPACE |  |  |  |  | 1 |  |  | 19 |  |  | 20 | 0 | 20 | 1 | Recept #20 |  |  |  |  | R |  |  | 0 | 0 | 0 | 0 | 0 | 0 | 0 | 0 | 0 | 0
[11 empty] | CONNECTED VA: | 8065 | 5945 | = | 14010 | [10 empty] | 0 | 0 | 480 | 0 | 7850 | 0 | 600 | 0 | 3520 | 1560
[11 empty] | CONNECTED (CALCULATED) AMPS/ PHASE: | 67.208 | 49.542 |  |  | FROM | TO |  |  | PHASE IMBALANCE
1 | [10 empty] | METERED AMPS (NOTE 1): |  |  |  | METER DATES: | 2006-12-12 | 2007-01-05 |  |  | A-B
[11 empty] | ADJUSTED VA: | 6452 | 4756 | = | 11208 |  |  |  |  | 26.29%
[9 empty] | TOTAL CONNECTED LOAD: | 11208 | VA / |  | 208 | 54 | AMPS |  |  |  | METERED IMBALANCE: |  | #REF! | #REF!
NOTES: (ANY REVISIONS, FIELD OR ENGINEERING NOTES)
|  |  | 1 | Metered amps - NEC 220.35 allows meter values in place of calculated values. Adding meter values adjusts all panel VA's to match the actual meter value.
|  |  | 2 | Panel contains a 200A MCB.
3
|  |  | (NEC 215.5) |  |  | WATTS | PWR FACT |  | VA |  | NEC |  | NEC VA LOAD
|  |  | P=PANEL |  |  | 0 | 100% | = | 0 | @ | 100% | = | 0
LIGHTING (NEC 215.2)
|  |  | I = Incandescent |  |  | 0 | 100% | = | 0 | @ | 125% | = | 0
|  |  | F = Fluorescent |  |  | 456 | 95% | = | 480 | @ | 125% | = | 600
|  |  | HID = HID |  |  | 0 | 90% | = | 0 | @ | 125% | = | 0
R = RECEPTACLE (NEC 220.14)
|  |  | First 10 KW |  |  | 7850 | 100% | = | 7850 | @ | 100% | = | 7850
|  |  | Remainder |  |  | 0 | 100% | = | 0 | @ | 50% | = | 0
MOTORS (NEC 430.24)
|  |  | LM = Largest Motor |  |  | 0 | 80% | = | 0 | @ | 125% | = | 0
|  |  | M = Motors |  |  | 480 | 80% | = | 600 | @ | 100% | = | 600
|  |  | H=HEATING |  |  | 0 | 80% | = | 0 | @ | 100% | = | 0
|  |  | C=COOLING |  |  | 2816 | 80% | = | 3520 | @ | 100% | = | 3520
|  |  | O=OTHER |  |  | 1560 | 100% | = | 1560 | @ | 100% | = | 1560
[6 empty] | 13162 | W |  | 14010 | VA |  |  | 14130 | VA
[12 empty] | MIN PANEL SIZE: | 68 | AMPS
CAUTION - PANEL CARD TEMPLATES TO THE RIGHT | [36 empty] | GE PANEL CARD (4-1/4" wide) | [8 empty] | SQ D PANEL CARD ---------> | SQ D PANEL CARD (5-1/4" wide)
DO NOT INSERT OR DELETE ROWS | [36 empty] | CUT ALONG DOTTED LINE TO FIT INTO HOLDER | [9 empty] | CUT ALONG DOTTED LINE TO FIT INTO HOLDER
[37 empty] | PANEL: |  |  | P2 | [5 empty] | Notes; | PANEL: |  |  | P2
[37 empty] | FED FROM: |  |  | Site MDP #20,22 (100A CB) | [5 empty] | 1) GE NLAB sleeves are 4-1/4" wide, set print setup to 68% actual. | FED FROM: |  |  | Site MDP #20,22 (100A CB)
[37 empty] | VOLTAGE: 120/208V 1-PHASE 3 WIRE |  |  |  | PRINT DATE: |  |  | 2011-06-13 |  | 2) SQ D sleeves are 5-3/4" wide, set print setup to 62% | VOLTAGE: 120/208V 1-PHASE 3 WIRE |  |  |  | PRINT DATE: |  |  | 2011-06-13
[36 empty] | 1 | CKT |  | LOAD |  | CKT |  | LOAD |  | 1 | 3) SQ D single side schedules fit in 4-1/4" sleeves, set print setup to 68%. | CKT |  | LOAD |  | CKT |  | LOAD
[36 empty] | 1 | 1 | 1P | Yellow Recepts (G15) |  | 2 | 1P | Blue Recepts (G7) |  | 1 |  | 1 | 1P | Yellow Recepts (G15) |  | 2 | 1P | Blue Recepts (G7)
[36 empty] | 1 | 3 | 1P | White Recepts |  | 4 | 1P | Green Recepts (G16) |  | 1 |  | 3 | 1P | White Recepts |  | 4 | 1P | Green Recepts (G16)
[36 empty] | 1 | 5 | 1P | Clean Air Gen |  | 6 | 1P | Blower (outside) |  | 1 |  | 5 | 1P | Clean Air Gen |  | 6 | 1P | Blower (outside)
[36 empty] | 2 | 7 | 2P | UPS - G3, G4, G5, G6 |  | 8 | 1P | Lights |  | 1 |  | 7 | 2P | UPS - G3, G4, G5, G6 |  | 8 | 1P | Lights
[36 empty] | 2 | 9 | 2P | UPS - G3, G4, G5, G6 |  | 10 | 2P | 200 Outlet, Right Side |  | 2 |  | 9 | 2P | UPS - G3, G4, G5, G6 |  | 10 | 2P | 200 Outlet, Right Side
[36 empty] | 2 | 11 | 2P | UPS - G3, G4, G5, G6 |  | 12 | 2P | 200 Outlet, Right Side |  | 2 |  | 11 | 2P | UPS - G3, G4, G5, G6 |  | 12 | 2P | 200 Outlet, Right Side
[36 empty] | 2 | 13 | 2P | UPS - G3, G4, G5, G6 |  | 14 | 2P | 200 Outlet, Right Side |  | 2 |  | 13 | 2P | UPS - G3, G4, G5, G6 |  | 14 | 2P | 200 Outlet, Right Side
[36 empty] | 2 | 15 | 2P | UPS - G3, G4, G5, G6 |  | 16 | 2P | 200 Outlet, Right Side |  | 2 |  | 15 | 2P | UPS - G3, G4, G5, G6 |  | 16 | 2P | 200 Outlet, Right Side
[36 empty] | 2 | 17 | 2P | UPS - G3, G4, G5, G6 |  | 18 | 1P | Recept #18 |  | 1 |  | 17 | 2P | UPS - G3, G4, G5, G6 |  | 18 | 1P | Recept #18
[36 empty] | 1 | 19 | 1P | SPACE |  | 20 | 1P | Recept #20 |  | 1 |  | 19 | 1P | SPACE |  | 20 | 1P | Recept #20
[36 empty] | #REF! | 21 | #REF! | #REF! |  | 22 | #REF! | #REF! |  | #REF! |  | 21 | #REF! | #REF! |  | 22 | #REF! | #REF!
[36 empty] | #REF! | 23 | #REF! | #REF! |  | 24 | #REF! | #REF! |  | #REF! |  | 23 | #REF! | #REF! |  | 24 | #REF! | #REF!
[36 empty] | #REF! | 25 | #REF! | #REF! |  | 26 | #REF! | #REF! |  | #REF! |  | 25 | #REF! | #REF! |  | 26 | #REF! | #REF!
[36 empty] | #REF! | 27 | #REF! | #REF! |  | 28 | #REF! | #REF! |  | #REF! |  | 27 | #REF! | #REF! |  | 28 | #REF! | #REF!
[36 empty] | #REF! | 29 | #REF! | #REF! |  | 30 | #REF! | #REF! |  | #REF! |  | 29 | #REF! | #REF! |  | 30 | #REF! | #REF!
[36 empty] | #REF! | 31 | #REF! | #REF! |  | 32 | #REF! | #REF! |  | #REF! |  | 31 | #REF! | #REF! |  | 32 | #REF! | #REF!
[36 empty] | #REF! | 33 | #REF! | #REF! |  | 34 | #REF! | #REF! |  | #REF! |  | 33 | #REF! | #REF! |  | 34 | #REF! | #REF!
[36 empty] | #REF! | 35 | #REF! | #REF! |  | 36 | #REF! | #REF! |  | #REF! |  | 35 | #REF! | #REF! |  | 36 | #REF! | #REF!
[36 empty] | #REF! | 37 | #REF! | #REF! |  | 38 | #REF! | #REF! |  | #REF! |  | 37 | #REF! | #REF! |  | 38 | #REF! | #REF!
[36 empty] | #REF! | 39 | #REF! | #REF! |  | 40 | #REF! | #REF! |  | #REF! |  | 39 | #REF! | #REF! |  | 40 | #REF! | #REF!
[36 empty] | #REF! | 41 | #REF! | #REF! |  | 42 | #REF! | #REF! |  | #REF! |  | 41 | #REF! | #REF! |  | 42 | #REF! | #REF!
[37 empty] | CUT ALONG DOTTED LINE TO FIT INTO HOLDER | [9 empty] | CUT ALONG DOTTED LINE TO FIT INTO HOLDER
[37 empty] | CUT ALONG DOTTED LINE TO FIT INTO HOLDER | [9 empty] | CUT ALONG DOTTED LINE TO FIT INTO HOLDER
[37 empty] | PANEL: |  |  | P2 | [6 empty] | PANEL: |  |  | P2
[37 empty] | FED FROM: |  |  | Site MDP #20,22 (100A CB) | [6 empty] | FED FROM: |  |  | Site MDP #20,22 (100A CB)
[37 empty] | VOLTAGE: 120/208V 1-PHASE 3 WIRE |  |  |  | PRINT DATE: |  |  | 2011-06-13 |  |  | VOLTAGE: 120/208V 1-PHASE 3 WIRE |  |  |  | PRINT DATE: |  |  | 2011-06-13
[36 empty] | 1 | CKT |  | LOAD |  | CKT |  | LOAD |  | 1 |  | CKT |  | LOAD |  | CKT |  | LOAD
[36 empty] | = | 43 | =P | LOAD |  | 44 | 0P | LOAD |  | 0 |  | 43 | =P | LOAD |  | 44 | 0P | LOAD
[36 empty] | = | 45 | =P | LOAD |  | 46 | 0P | LOAD |  | 0 |  | 43 | =P | LOAD |  | 46 | 0P | LOAD
[36 empty] | = | 47 | =P | LOAD |  | 48 | 0P | LOAD |  | 0 |  | 43 | =P | LOAD |  | 48 | 0P | LOAD
[36 empty] | = | 49 | =P | LOAD |  | 50 | 0P | LOAD |  | 0 |  | 43 | =P | LOAD |  | 50 | 0P | LOAD
[36 empty] | = | 51 | =P | LOAD |  | 52 | 0P | LOAD |  | 0 |  | 43 | =P | LOAD |  | 52 | 0P | LOAD
[36 empty] | = | 53 | =P | LOAD |  | 54 | 0P | LOAD |  | 0 |  | 43 | =P | LOAD |  | 54 | 0P | LOAD
[36 empty] | = | 55 | =P | LOAD |  | 56 | 0P | LOAD |  | 0 |  | 43 | =P | LOAD |  | 56 | 0P | LOAD
[36 empty] | = | 57 | =P | LOAD |  | 58 | 0P | LOAD |  | 0 |  | 43 | =P | LOAD |  | 58 | 0P | LOAD
[36 empty] | = | 59 | =P | LOAD |  | 60 | 0P | LOAD |  | 0 |  | 43 | =P | LOAD |  | 60 | 0P | LOAD
[36 empty] | = | 61 | =P | LOAD |  | 62 | 0P | LOAD |  | 0 |  | 43 | =P | LOAD |  | 62 | 0P | LOAD
[36 empty] | = | 63 | =P | LOAD |  | 64 | 0P | LOAD |  | 0 |  | 43 | =P | LOAD |  | 64 | 0P | LOAD
[36 empty] | = | 65 | =P | LOAD |  | 66 | 0P | LOAD |  | 0 |  | 43 | =P | LOAD |  | 66 | 0P | LOAD
[36 empty] | = | 67 | =P | LOAD |  | 68 | 0P | LOAD |  | 0 |  | 43 | =P | LOAD |  | 68 | 0P | LOAD
[36 empty] | = | 69 | =P | LOAD |  | 70 | 0P | LOAD |  | 0 |  | 43 | =P | LOAD |  | 70 | 0P | LOAD
[36 empty] | = | 71 | =P | LOAD |  | 72 | 0P | LOAD |  | 0 |  | 43 | =P | LOAD |  | 72 | 0P | LOAD
[36 empty] | = | 73 | =P | LOAD |  | 74 | 0P | LOAD |  | 0 |  | 43 | =P | LOAD |  | 74 | 0P | LOAD
[36 empty] | 0 | 75 | 0P | LOAD |  | 76 | 0P | LOAD |  | 0 |  | 43 | 0P | LOAD |  | 76 | 0P | LOAD
[36 empty] | 0 | 77 | 0P | LOAD |  | 78 | 0P | LOAD |  | 0 |  | 43 | 0P | LOAD |  | 78 | 0P | LOAD
[36 empty] | 0 | 79 | 0P | LOAD |  | 80 | 0P | LOAD |  | 0 |  | 43 | 0P | LOAD |  | 80 | 0P | LOAD
[36 empty] | 0 | 81 | 0P | LOAD |  | 82 | 0P | LOAD |  | 0 |  | 43 | 0P | LOAD |  | 82 | 0P | LOAD
[36 empty] | 0 | 83 | 0P | LOAD |  | 84 | 0P | LOAD |  | 0 |  | 43 | 0P | LOAD |  | 84 | 0P | LOAD
[37 empty] | CUT ALONG DOTTED LINE TO FIT INTO HOLDER | [9 empty] | CUT ALONG DOTTED LINE TO FIT INTO HOLDER
PANEL SCHED
PANEL SCHED

## P3
|  |  | PANEL: | P3 |  |  |  |  | LOCATION: | Manitou Site |  |  | FED FROM: | Site MDP #3,5 (100A CB) | [5 empty] | LAST UPDATED: | 2011-05-03
[10 empty] | (Bldg - Room) | [11 empty] | Template R0
|  |  |  | VOLTS (L-N): | 120 |  | BUSS AMPS: | 200 |  | MFG: | Sq D |  | NEUTRAL: | 100% |  |  |  | THIS COLOR = UNCONFIRMED DATA
|  |  |  | VOLTS (L-L): | 208 |  | MLO AMPS: | 100 |  | TYPE: | QOC20U |  | GROUND: | FULL | [21 empty] | CAUTION - PANEL CARD TEMPLATES BELOW
|  |  |  | PHASE: | 1 |  | MCB AMPS: |  |  | MOUNT: | Flush |  | PANEL AIC RATING: | 22000 | [21 empty] | DO NOT INSERT OR DELETE COLUMNS
|  |  |  | WIRE: | 3 |  | LOAD AMPS: | 45 |  |  |  |  | AVAIL FAULT-A HERE: | [12 empty] | LOAD TYPES
Note | Verified Date | Load Type | CIRCUIT DESCRIPTION |  |  |  |  | P | BKR AMP | VOLT AMPS | CKT NO | A | B | CKT NO | VOLT AMPS | BKR AMP | P | CIRCUIT DESCRIPTION |  |  |  |  | Load Type | Verified Date | Note |  | LIGHTING |  |  |  | MOTORS
[26 empty] | P | I | F | HID | R | LM | M | H | C | O
|  | R | Yellow Recepst (G8) |  |  |  |  | 1 | 20 | 1250 | 1 | 2950 |  | 2 | 1700 | 20 | 1 | Blue Recepts (P8 Agilent) |  |  |  |  | R |  |  | 0 | 0 | 0 | 0 | 2950 | 0 | 0 | 0 | 0 | 0
|  | R | White Recepst (G8) |  |  |  |  | 1 | 20 | 1250 | 3 |  | 3150 | 4 | 1900 | 20 | 1 | Green Recepts (P8) |  |  |  |  | R |  |  | 0 | 0 | 0 | 0 | 3150 | 0 | 0 | 0 | 0 | 0
|  | R | Recept, Outside (P24) |  |  |  |  | 1 | 20 | 500 | 5 | 680 |  | 6 | 180 | 20 | 1 | Recept, Outside |  |  |  |  | R |  |  | 0 | 0 | 0 | 0 | 680 | 0 | 0 | 0 | 0 | 0
|  | O | UPS |  |  |  |  | 2 | 30 | 0 | 7 |  | 480 | 8 | 480 | 20 | 1 | Lights |  |  |  |  | F |  |  | 0 | 0 | 480 | 0 | 0 | 0 | 0 | 0 | 0 | 0
|  | O | [7 empty] | 0 | 9 |  |  | 10 | 0 | 20 | 2 | 220 Outlet, Right Side |  |  |  |  | R |  |  | 0 | 0 | 0 | 0 | 0 | 0 | 0 | 0 | 0 | 0
|  | R | 220 Outlet, Left Side, possible PANEL P5 connection |  |  |  |  | 2 | 20 | 720 | 11 |  | 720 | 12 | 0 | [7 empty] | R |  |  | 0 | 0 | 0 | 0 | 720 | 0 | 0 | 0 | 0 | 0
|  | R | [7 empty] | 150 | 13 | 1910 |  | 14 | 1760 | 20 | 2 | AC Unit (1 ton) |  |  |  |  | C |  |  | 0 | 0 | 0 | 0 | 150 | 0 | 0 | 0 | 1760 | 0
|  |  | SPACE |  |  |  |  | 1 |  |  | 15 |  | 1760 | 16 | 1760 | [7 empty] | C |  |  | 0 | 0 | 0 | 0 | 0 | 0 | 0 | 0 | 1760 | 0
|  |  | SPACE |  |  |  |  | 1 |  |  | 17 |  |  | 18 | 0 | 20 | 1 | Recept #18 |  |  |  |  | R |  |  | 0 | 0 | 0 | 0 | 0 | 0 | 0 | 0 | 0 | 0
|  |  | SPACE |  |  |  |  | 1 |  |  | 19 |  |  | 20 | 0 | 20 | 1 | Recept #20 |  |  |  |  | R |  |  | 0 | 0 | 0 | 0 | 0 | 0 | 0 | 0 | 0 | 0
[11 empty] | CONNECTED VA: | 5540 | 6110 | = | 11650 | [10 empty] | 0 | 0 | 480 | 0 | 7650 | 0 | 0 | 0 | 3520 | 0
[11 empty] | CONNECTED (CALCULATED) AMPS/ PHASE: | 46.167 | 50.917 |  |  | FROM | TO |  |  | PHASE IMBALANCE
1 | [10 empty] | METERED AMPS (NOTE 1): |  |  |  | METER DATES: | 2006-12-12 | 2007-01-05 |  |  | A-B
[11 empty] | ADJUSTED VA: | 4432 | 4888 | = | 9320 |  |  |  |  | 9.329%
[9 empty] | TOTAL CONNECTED LOAD: | 9320 | VA / |  | 208 | 45 | AMPS |  |  |  | METERED IMBALANCE: |  | #REF! | #REF!
NOTES: (ANY REVISIONS, FIELD OR ENGINEERING NOTES)
|  |  | 1 | Metered amps - NEC 220.35 allows meter values in place of calculated values. Adding meter values adjusts all panel VA's to match the actual meter value.
|  |  | 2 | Change MCB to 100amps (up stream breaker limit). Panel contains a 200A MCB.
3
|  |  | (NEC 215.5) |  |  | WATTS | PWR FACT |  | VA |  | NEC |  | NEC VA LOAD
|  |  | P=PANEL |  |  | 0 | 100% | = | 0 | @ | 100% | = | 0
LIGHTING (NEC 215.2)
|  |  | I = Incandescent |  |  | 0 | 100% | = | 0 | @ | 125% | = | 0
|  |  | F = Fluorescent |  |  | 456 | 95% | = | 480 | @ | 125% | = | 600
|  |  | HID = HID |  |  | 0 | 90% | = | 0 | @ | 125% | = | 0
R = RECEPTACLE (NEC 220.14)
|  |  | First 10 KW |  |  | 7650 | 100% | = | 7650 | @ | 100% | = | 7650
|  |  | Remainder |  |  | 0 | 100% | = | 0 | @ | 50% | = | 0
MOTORS (NEC 430.24)
|  |  | LM = Largest Motor |  |  | 0 | 80% | = | 0 | @ | 125% | = | 0
|  |  | M = Motors |  |  | 0 | 80% | = | 0 | @ | 100% | = | 0
|  |  | H=HEATING |  |  | 0 | 80% | = | 0 | @ | 100% | = | 0
|  |  | C=COOLING |  |  | 2816 | 80% | = | 3520 | @ | 100% | = | 3520
|  |  | O=OTHER |  |  | 0 | 100% | = | 0 | @ | 100% | = | 0
[6 empty] | 10922 | W |  | 11650 | VA |  |  | 11770 | VA
[12 empty] | MIN PANEL SIZE: | 57 | AMPS
CAUTION - PANEL CARD TEMPLATES TO THE RIGHT | [36 empty] | GE PANEL CARD (4-1/4" wide) | [8 empty] | SQ D PANEL CARD ---------> | SQ D PANEL CARD (5-1/4" wide)
DO NOT INSERT OR DELETE ROWS | [36 empty] | CUT ALONG DOTTED LINE TO FIT INTO HOLDER | [9 empty] | CUT ALONG DOTTED LINE TO FIT INTO HOLDER
[37 empty] | PANEL: |  |  | P3 | [5 empty] | Notes; | PANEL: |  |  | P3
[37 empty] | FED FROM: |  |  | Site MDP #3,5 (100A CB) | [5 empty] | 1) GE NLAB sleeves are 4-1/4" wide, set print setup to 68% actual. | FED FROM: |  |  | Site MDP #3,5 (100A CB)
[37 empty] | VOLTAGE: 120/208V 1-PHASE 3 WIRE |  |  |  | PRINT DATE: |  |  | 2011-06-13 |  | 2) SQ D sleeves are 5-3/4" wide, set print setup to 62% | VOLTAGE: 120/208V 1-PHASE 3 WIRE |  |  |  | PRINT DATE: |  |  | 2011-06-13
[36 empty] | 1 | CKT |  | LOAD |  | CKT |  | LOAD |  | 1 | 3) SQ D single side schedules fit in 4-1/4" sleeves, set print setup to 68%. | CKT |  | LOAD |  | CKT |  | LOAD
[36 empty] | 1 | 1 | 1P | Yellow Recepst (G8) |  | 2 | 1P | Blue Recepts (P8 Agilent) |  | 1 |  | 1 | 1P | Yellow Recepst (G8) |  | 2 | 1P | Blue Recepts (P8 Agilent)
[36 empty] | 1 | 3 | 1P | White Recepst (G8) |  | 4 | 1P | Green Recepts (P8) |  | 1 |  | 3 | 1P | White Recepst (G8) |  | 4 | 1P | Green Recepts (P8)
[36 empty] | 1 | 5 | 1P | Recept, Outside (P24) |  | 6 | 1P | Recept, Outside |  | 1 |  | 5 | 1P | Recept, Outside (P24) |  | 6 | 1P | Recept, Outside
[36 empty] | 2 | 7 | 2P | UPS |  | 8 | 1P | Lights |  | 1 |  | 7 | 2P | UPS |  | 8 | 1P | Lights
[36 empty] | 2 | 9 | 2P | UPS |  | 10 | 2P | 220 Outlet, Right Side |  | 2 |  | 9 | 2P | UPS |  | 10 | 2P | 220 Outlet, Right Side
[36 empty] | 2 | 11 | 2P | UPS |  | 12 | 2P | 220 Outlet, Right Side |  | 2 |  | 11 | 2P | UPS |  | 12 | 2P | 220 Outlet, Right Side
[36 empty] | 2 | 13 | 2P | UPS |  | 14 | 2P | 220 Outlet, Right Side |  | 2 |  | 13 | 2P | UPS |  | 14 | 2P | 220 Outlet, Right Side
[36 empty] | 1 | 15 | 1P | SPACE |  | 16 | 2P | 220 Outlet, Right Side |  | 2 |  | 15 | 1P | SPACE |  | 16 | 2P | 220 Outlet, Right Side
[36 empty] | 1 | 17 | 1P | SPACE |  | 18 | 1P | Recept #18 |  | 1 |  | 17 | 1P | SPACE |  | 18 | 1P | Recept #18
[36 empty] | 1 | 19 | 1P | SPACE |  | 20 | 1P | Recept #20 |  | 1 |  | 19 | 1P | SPACE |  | 20 | 1P | Recept #20
[36 empty] | #REF! | 21 | #REF! | #REF! |  | 22 | #REF! | #REF! |  | #REF! |  | 21 | #REF! | #REF! |  | 22 | #REF! | #REF!
[36 empty] | #REF! | 23 | #REF! | #REF! |  | 24 | #REF! | #REF! |  | #REF! |  | 23 | #REF! | #REF! |  | 24 | #REF! | #REF!
[36 empty] | #REF! | 25 | #REF! | #REF! |  | 26 | #REF! | #REF! |  | #REF! |  | 25 | #REF! | #REF! |  | 26 | #REF! | #REF!
[36 empty] | #REF! | 27 | #REF! | #REF! |  | 28 | #REF! | #REF! |  | #REF! |  | 27 | #REF! | #REF! |  | 28 | #REF! | #REF!
[36 empty] | #REF! | 29 | #REF! | #REF! |  | 30 | #REF! | #REF! |  | #REF! |  | 29 | #REF! | #REF! |  | 30 | #REF! | #REF!
[36 empty] | #REF! | 31 | #REF! | #REF! |  | 32 | #REF! | #REF! |  | #REF! |  | 31 | #REF! | #REF! |  | 32 | #REF! | #REF!
[36 empty] | #REF! | 33 | #REF! | #REF! |  | 34 | #REF! | #REF! |  | #REF! |  | 33 | #REF! | #REF! |  | 34 | #REF! | #REF!
[36 empty] | #REF! | 35 | #REF! | #REF! |  | 36 | #REF! | #REF! |  | #REF! |  | 35 | #REF! | #REF! |  | 36 | #REF! | #REF!
[36 empty] | #REF! | 37 | #REF! | #REF! |  | 38 | #REF! | #REF! |  | #REF! |  | 37 | #REF! | #REF! |  | 38 | #REF! | #REF!
[36 empty] | #REF! | 39 | #REF! | #REF! |  | 40 | #REF! | #REF! |  | #REF! |  | 39 | #REF! | #REF! |  | 40 | #REF! | #REF!
[36 empty] | #REF! | 41 | #REF! | #REF! |  | 42 | #REF! | #REF! |  | #REF! |  | 41 | #REF! | #REF! |  | 42 | #REF! | #REF!
[37 empty] | CUT ALONG DOTTED LINE TO FIT INTO HOLDER | [9 empty] | CUT ALONG DOTTED LINE TO FIT INTO HOLDER
[37 empty] | CUT ALONG DOTTED LINE TO FIT INTO HOLDER | [9 empty] | CUT ALONG DOTTED LINE TO FIT INTO HOLDER
[37 empty] | PANEL: |  |  | P3 | [6 empty] | PANEL: |  |  | P3
[37 empty] | FED FROM: |  |  | Site MDP #3,5 (100A CB) | [6 empty] | FED FROM: |  |  | Site MDP #3,5 (100A CB)
[37 empty] | VOLTAGE: 120/208V 1-PHASE 3 WIRE |  |  |  | PRINT DATE: |  |  | 2011-06-13 |  |  | VOLTAGE: 120/208V 1-PHASE 3 WIRE |  |  |  | PRINT DATE: |  |  | 2011-06-13
[36 empty] | 1 | CKT |  | LOAD |  | CKT |  | LOAD |  | 1 |  | CKT |  | LOAD |  | CKT |  | LOAD
[36 empty] | = | 43 | =P | LOAD |  | 44 | 0P | LOAD |  | 0 |  | 43 | =P | LOAD |  | 44 | 0P | LOAD
[36 empty] | = | 45 | =P | LOAD |  | 46 | 0P | LOAD |  | 0 |  | 43 | =P | LOAD |  | 46 | 0P | LOAD
[36 empty] | = | 47 | =P | LOAD |  | 48 | 0P | LOAD |  | 0 |  | 43 | =P | LOAD |  | 48 | 0P | LOAD
[36 empty] | = | 49 | =P | LOAD |  | 50 | 0P | LOAD |  | 0 |  | 43 | =P | LOAD |  | 50 | 0P | LOAD
[36 empty] | = | 51 | =P | LOAD |  | 52 | 0P | LOAD |  | 0 |  | 43 | =P | LOAD |  | 52 | 0P | LOAD
[36 empty] | = | 53 | =P | LOAD |  | 54 | 0P | LOAD |  | 0 |  | 43 | =P | LOAD |  | 54 | 0P | LOAD
[36 empty] | = | 55 | =P | LOAD |  | 56 | 0P | LOAD |  | 0 |  | 43 | =P | LOAD |  | 56 | 0P | LOAD
[36 empty] | = | 57 | =P | LOAD |  | 58 | 0P | LOAD |  | 0 |  | 43 | =P | LOAD |  | 58 | 0P | LOAD
[36 empty] | = | 59 | =P | LOAD |  | 60 | 0P | LOAD |  | 0 |  | 43 | =P | LOAD |  | 60 | 0P | LOAD
[36 empty] | = | 61 | =P | LOAD |  | 62 | 0P | LOAD |  | 0 |  | 43 | =P | LOAD |  | 62 | 0P | LOAD
[36 empty] | = | 63 | =P | LOAD |  | 64 | 0P | LOAD |  | 0 |  | 43 | =P | LOAD |  | 64 | 0P | LOAD
[36 empty] | = | 65 | =P | LOAD |  | 66 | 0P | LOAD |  | 0 |  | 43 | =P | LOAD |  | 66 | 0P | LOAD
[36 empty] | = | 67 | =P | LOAD |  | 68 | 0P | LOAD |  | 0 |  | 43 | =P | LOAD |  | 68 | 0P | LOAD
[36 empty] | = | 69 | =P | LOAD |  | 70 | 0P | LOAD |  | 0 |  | 43 | =P | LOAD |  | 70 | 0P | LOAD
[36 empty] | = | 71 | =P | LOAD |  | 72 | 0P | LOAD |  | 0 |  | 43 | =P | LOAD |  | 72 | 0P | LOAD
[36 empty] | = | 73 | =P | LOAD |  | 74 | 0P | LOAD |  | 0 |  | 43 | =P | LOAD |  | 74 | 0P | LOAD
[36 empty] | 0 | 75 | 0P | LOAD |  | 76 | 0P | LOAD |  | 0 |  | 43 | 0P | LOAD |  | 76 | 0P | LOAD
[36 empty] | 0 | 77 | 0P | LOAD |  | 78 | 0P | LOAD |  | 0 |  | 43 | 0P | LOAD |  | 78 | 0P | LOAD
[36 empty] | 0 | 79 | 0P | LOAD |  | 80 | 0P | LOAD |  | 0 |  | 43 | 0P | LOAD |  | 80 | 0P | LOAD
[36 empty] | 0 | 81 | 0P | LOAD |  | 82 | 0P | LOAD |  | 0 |  | 43 | 0P | LOAD |  | 82 | 0P | LOAD
[36 empty] | 0 | 83 | 0P | LOAD |  | 84 | 0P | LOAD |  | 0 |  | 43 | 0P | LOAD |  | 84 | 0P | LOAD
[37 empty] | CUT ALONG DOTTED LINE TO FIT INTO HOLDER | [9 empty] | CUT ALONG DOTTED LINE TO FIT INTO HOLDER
PANEL SCHED
PANEL SCHED

## P4
|  |  | PANEL: | P4 |  |  |  |  | LOCATION: | Manitou Site |  |  | FED FROM: | Site MDP #15,17 (100A CB) | [5 empty] | LAST UPDATED: | 2011-05-03
[10 empty] | (Bldg - Room) | [11 empty] | Template R0
|  |  |  | VOLTS (L-N): | 120 |  | BUSS AMPS: | 200 |  | MFG: | Sq D |  | NEUTRAL: | 100% |  |  |  | THIS COLOR = UNCONFIRMED DATA
|  |  |  | VOLTS (L-L): | 208 |  | MLO AMPS: | 100 |  | TYPE: | QOC20U |  | GROUND: | FULL | [21 empty] | CAUTION - PANEL CARD TEMPLATES BELOW
|  |  |  | PHASE: | 1 |  | MCB AMPS: |  |  | MOUNT: | Flush |  | PANEL AIC RATING: | 22000 | [21 empty] | DO NOT INSERT OR DELETE COLUMNS
|  |  |  | WIRE: | 3 |  | LOAD AMPS: | 36 |  |  |  |  | AVAIL FAULT-A HERE: | [12 empty] | LOAD TYPES
Note | Verified Date | Load Type | CIRCUIT DESCRIPTION |  |  |  |  | P | BKR AMP | VOLT AMPS | CKT NO | A | B | CKT NO | VOLT AMPS | BKR AMP | P | CIRCUIT DESCRIPTION |  |  |  |  | Load Type | Verified Date | Note |  | LIGHTING |  |  |  | MOTORS
[26 empty] | P | I | F | HID | R | LM | M | H | C | O
|  | R | Yellow Recepts (G1) |  |  |  |  | 1 | 20 | 1250 | 1 | 2500 |  | 2 | 1250 | 20 | 1 | Blue Recepts (G9) |  |  |  |  | R |  |  | 0 | 0 | 0 | 0 | 2500 | 0 | 0 | 0 | 0 | 0
|  | R | White Recepts (G1) |  |  |  |  | 1 | 20 | 1250 | 3 |  | 2500 | 4 | 1250 | 20 | 1 | Green Recepts (G9) |  |  |  |  | R |  |  | 0 | 0 | 0 | 0 | 2500 | 0 | 0 | 0 | 0 | 0
|  | R | Recept (outside) |  |  |  |  | 1 | 20 | 180 | 5 | 360 |  | 6 | 180 | 20 | 1 | Recept (outside) |  |  |  |  | R |  |  | 0 | 0 | 0 | 0 | 360 | 0 | 0 | 0 | 0 | 0
|  | O | UPS |  |  |  |  | 2 | 30 | 0 | 7 |  | 480 | 8 | 480 | 20 | 1 | Lights |  |  |  |  | F |  |  | 0 | 0 | 480 | 0 | 0 | 0 | 0 | 0 | 0 | 0
|  | O | [7 empty] | 0 | 9 |  |  | 10 | 0 | 20 | 2 | 220 Outlet, Right Side |  |  |  |  | R |  |  | 0 | 0 | 0 | 0 | 0 | 0 | 0 | 0 | 0 | 0
|  | R | 220 Outlet, Left Side |  |  |  |  | 2 | 20 | 0 | 11 |  |  | 12 | 0 | [7 empty] | R |  |  | 0 | 0 | 0 | 0 | 0 | 0 | 0 | 0 | 0 | 0
|  | R | [7 empty] | 0 | 13 | 1760 |  | 14 | 1760 | 20 | 2 | AC Unit (1 ton) |  |  |  |  | C |  |  | 0 | 0 | 0 | 0 | 0 | 0 | 0 | 0 | 1760 | 0
|  |  | SPACE |  |  |  |  | 1 |  |  | 15 |  | 1760 | 16 | 1760 | [7 empty] | C |  |  | 0 | 0 | 0 | 0 | 0 | 0 | 0 | 0 | 1760 | 0
|  |  | SPACE |  |  |  |  | 1 |  |  | 17 |  |  | 18 | 0 | 20 | 1 | Recept #18 |  |  |  |  | R |  |  | 0 | 0 | 0 | 0 | 0 | 0 | 0 | 0 | 0 | 0
|  |  | SPACE |  |  |  |  | 1 |  |  | 19 |  |  | 20 | 0 | 20 | 1 | Recept #20 |  |  |  |  | R |  |  | 0 | 0 | 0 | 0 | 0 | 0 | 0 | 0 | 0 | 0
[11 empty] | CONNECTED VA: | 4620 | 4740 | = | 9360 | [10 empty] | 0 | 0 | 480 | 0 | 5360 | 0 | 0 | 0 | 3520 | 0
[11 empty] | CONNECTED (CALCULATED) AMPS/ PHASE: | 38.5 | 39.5 |  |  | FROM | TO |  |  | PHASE IMBALANCE
1 | [10 empty] | METERED AMPS (NOTE 1): |  |  |  | METER DATES: | 2006-12-12 | 2007-01-05 |  |  | A-B
[11 empty] | ADJUSTED VA: | 3696 | 3792 | = | 7488 |  |  |  |  | 2.532%
[9 empty] | TOTAL CONNECTED LOAD: | 7488 | VA / |  | 208 | 36 | AMPS |  |  |  | METERED IMBALANCE: |  | #REF! | #REF!
NOTES: (ANY REVISIONS, FIELD OR ENGINEERING NOTES)
|  |  | 1 | Metered amps - NEC 220.35 allows meter values in place of calculated values. Adding meter values adjusts all panel VA's to match the actual meter value.
|  |  | 2 | Change MCB to 100amps (up stream breaker limit). Panel contains a 200A MCB.
3
|  |  | (NEC 215.5) |  |  | WATTS | PWR FACT |  | VA |  | NEC |  | NEC VA LOAD
|  |  | P=PANEL |  |  | 0 | 100% | = | 0 | @ | 100% | = | 0
LIGHTING (NEC 215.2)
|  |  | I = Incandescent |  |  | 0 | 100% | = | 0 | @ | 125% | = | 0
|  |  | F = Fluorescent |  |  | 456 | 95% | = | 480 | @ | 125% | = | 600
|  |  | HID = HID |  |  | 0 | 90% | = | 0 | @ | 125% | = | 0
R = RECEPTACLE (NEC 220.14)
|  |  | First 10 KW |  |  | 5360 | 100% | = | 5360 | @ | 100% | = | 5360
|  |  | Remainder |  |  | 0 | 100% | = | 0 | @ | 50% | = | 0
MOTORS (NEC 430.24)
|  |  | LM = Largest Motor |  |  | 0 | 80% | = | 0 | @ | 125% | = | 0
|  |  | M = Motors |  |  | 0 | 80% | = | 0 | @ | 100% | = | 0
|  |  | H=HEATING |  |  | 0 | 80% | = | 0 | @ | 100% | = | 0
|  |  | C=COOLING |  |  | 2816 | 80% | = | 3520 | @ | 100% | = | 3520
|  |  | O=OTHER |  |  | 0 | 100% | = | 0 | @ | 100% | = | 0
[6 empty] | 8632 | W |  | 9360 | VA |  |  | 9480 | VA
[12 empty] | MIN PANEL SIZE: | 46 | AMPS
CAUTION - PANEL CARD TEMPLATES TO THE RIGHT | [36 empty] | GE PANEL CARD (4-1/4" wide) | [8 empty] | SQ D PANEL CARD ---------> | SQ D PANEL CARD (5-1/4" wide)
DO NOT INSERT OR DELETE ROWS | [36 empty] | CUT ALONG DOTTED LINE TO FIT INTO HOLDER | [9 empty] | CUT ALONG DOTTED LINE TO FIT INTO HOLDER
[37 empty] | PANEL: |  |  | P4 | [5 empty] | Notes; | PANEL: |  |  | P4
[37 empty] | FED FROM: |  |  | Site MDP #15,17 (100A CB) | [5 empty] | 1) GE NLAB sleeves are 4-1/4" wide, set print setup to 68% actual. | FED FROM: |  |  | Site MDP #15,17 (100A CB)
[37 empty] | VOLTAGE: 120/208V 1-PHASE 3 WIRE |  |  |  | PRINT DATE: |  |  | 2011-06-13 |  | 2) SQ D sleeves are 5-3/4" wide, set print setup to 62% | VOLTAGE: 120/208V 1-PHASE 3 WIRE |  |  |  | PRINT DATE: |  |  | 2011-06-13
[36 empty] | 1 | CKT |  | LOAD |  | CKT |  | LOAD |  | 1 | 3) SQ D single side schedules fit in 4-1/4" sleeves, set print setup to 68%. | CKT |  | LOAD |  | CKT |  | LOAD
[36 empty] | 1 | 1 | 1P | Yellow Recepts (G1) |  | 2 | 1P | Blue Recepts (G9) |  | 1 |  | 1 | 1P | Yellow Recepts (G1) |  | 2 | 1P | Blue Recepts (G9)
[36 empty] | 1 | 3 | 1P | White Recepts (G1) |  | 4 | 1P | Green Recepts (G9) |  | 1 |  | 3 | 1P | White Recepts (G1) |  | 4 | 1P | Green Recepts (G9)
[36 empty] | 1 | 5 | 1P | Recept (outside) |  | 6 | 1P | Recept (outside) |  | 1 |  | 5 | 1P | Recept (outside) |  | 6 | 1P | Recept (outside)
[36 empty] | 2 | 7 | 2P | UPS |  | 8 | 1P | Lights |  | 1 |  | 7 | 2P | UPS |  | 8 | 1P | Lights
[36 empty] | 2 | 9 | 2P | UPS |  | 10 | 2P | 220 Outlet, Right Side |  | 2 |  | 9 | 2P | UPS |  | 10 | 2P | 220 Outlet, Right Side
[36 empty] | 2 | 11 | 2P | UPS |  | 12 | 2P | 220 Outlet, Right Side |  | 2 |  | 11 | 2P | UPS |  | 12 | 2P | 220 Outlet, Right Side
[36 empty] | 2 | 13 | 2P | UPS |  | 14 | 2P | 220 Outlet, Right Side |  | 2 |  | 13 | 2P | UPS |  | 14 | 2P | 220 Outlet, Right Side
[36 empty] | 1 | 15 | 1P | SPACE |  | 16 | 2P | 220 Outlet, Right Side |  | 2 |  | 15 | 1P | SPACE |  | 16 | 2P | 220 Outlet, Right Side
[36 empty] | 1 | 17 | 1P | SPACE |  | 18 | 1P | Recept #18 |  | 1 |  | 17 | 1P | SPACE |  | 18 | 1P | Recept #18
[36 empty] | 1 | 19 | 1P | SPACE |  | 20 | 1P | Recept #20 |  | 1 |  | 19 | 1P | SPACE |  | 20 | 1P | Recept #20
[36 empty] | #REF! | 21 | #REF! | #REF! |  | 22 | #REF! | #REF! |  | #REF! |  | 21 | #REF! | #REF! |  | 22 | #REF! | #REF!
[36 empty] | #REF! | 23 | #REF! | #REF! |  | 24 | #REF! | #REF! |  | #REF! |  | 23 | #REF! | #REF! |  | 24 | #REF! | #REF!
[36 empty] | #REF! | 25 | #REF! | #REF! |  | 26 | #REF! | #REF! |  | #REF! |  | 25 | #REF! | #REF! |  | 26 | #REF! | #REF!
[36 empty] | #REF! | 27 | #REF! | #REF! |  | 28 | #REF! | #REF! |  | #REF! |  | 27 | #REF! | #REF! |  | 28 | #REF! | #REF!
[36 empty] | #REF! | 29 | #REF! | #REF! |  | 30 | #REF! | #REF! |  | #REF! |  | 29 | #REF! | #REF! |  | 30 | #REF! | #REF!
[36 empty] | #REF! | 31 | #REF! | #REF! |  | 32 | #REF! | #REF! |  | #REF! |  | 31 | #REF! | #REF! |  | 32 | #REF! | #REF!
[36 empty] | #REF! | 33 | #REF! | #REF! |  | 34 | #REF! | #REF! |  | #REF! |  | 33 | #REF! | #REF! |  | 34 | #REF! | #REF!
[36 empty] | #REF! | 35 | #REF! | #REF! |  | 36 | #REF! | #REF! |  | #REF! |  | 35 | #REF! | #REF! |  | 36 | #REF! | #REF!
[36 empty] | #REF! | 37 | #REF! | #REF! |  | 38 | #REF! | #REF! |  | #REF! |  | 37 | #REF! | #REF! |  | 38 | #REF! | #REF!
[36 empty] | #REF! | 39 | #REF! | #REF! |  | 40 | #REF! | #REF! |  | #REF! |  | 39 | #REF! | #REF! |  | 40 | #REF! | #REF!
[36 empty] | #REF! | 41 | #REF! | #REF! |  | 42 | #REF! | #REF! |  | #REF! |  | 41 | #REF! | #REF! |  | 42 | #REF! | #REF!
[37 empty] | CUT ALONG DOTTED LINE TO FIT INTO HOLDER | [9 empty] | CUT ALONG DOTTED LINE TO FIT INTO HOLDER
[37 empty] | CUT ALONG DOTTED LINE TO FIT INTO HOLDER | [9 empty] | CUT ALONG DOTTED LINE TO FIT INTO HOLDER
[37 empty] | PANEL: |  |  | P4 | [6 empty] | PANEL: |  |  | P4
[37 empty] | FED FROM: |  |  | Site MDP #15,17 (100A CB) | [6 empty] | FED FROM: |  |  | Site MDP #15,17 (100A CB)
[37 empty] | VOLTAGE: 120/208V 1-PHASE 3 WIRE |  |  |  | PRINT DATE: |  |  | 2011-06-13 |  |  | VOLTAGE: 120/208V 1-PHASE 3 WIRE |  |  |  | PRINT DATE: |  |  | 2011-06-13
[36 empty] | 1 | CKT |  | LOAD |  | CKT |  | LOAD |  | 1 |  | CKT |  | LOAD |  | CKT |  | LOAD
[36 empty] | = | 43 | =P | LOAD |  | 44 | 0P | LOAD |  | 0 |  | 43 | =P | LOAD |  | 44 | 0P | LOAD
[36 empty] | = | 45 | =P | LOAD |  | 46 | 0P | LOAD |  | 0 |  | 43 | =P | LOAD |  | 46 | 0P | LOAD
[36 empty] | = | 47 | =P | LOAD |  | 48 | 0P | LOAD |  | 0 |  | 43 | =P | LOAD |  | 48 | 0P | LOAD
[36 empty] | = | 49 | =P | LOAD |  | 50 | 0P | LOAD |  | 0 |  | 43 | =P | LOAD |  | 50 | 0P | LOAD
[36 empty] | = | 51 | =P | LOAD |  | 52 | 0P | LOAD |  | 0 |  | 43 | =P | LOAD |  | 52 | 0P | LOAD
[36 empty] | = | 53 | =P | LOAD |  | 54 | 0P | LOAD |  | 0 |  | 43 | =P | LOAD |  | 54 | 0P | LOAD
[36 empty] | = | 55 | =P | LOAD |  | 56 | 0P | LOAD |  | 0 |  | 43 | =P | LOAD |  | 56 | 0P | LOAD
[36 empty] | = | 57 | =P | LOAD |  | 58 | 0P | LOAD |  | 0 |  | 43 | =P | LOAD |  | 58 | 0P | LOAD
[36 empty] | = | 59 | =P | LOAD |  | 60 | 0P | LOAD |  | 0 |  | 43 | =P | LOAD |  | 60 | 0P | LOAD
[36 empty] | = | 61 | =P | LOAD |  | 62 | 0P | LOAD |  | 0 |  | 43 | =P | LOAD |  | 62 | 0P | LOAD
[36 empty] | = | 63 | =P | LOAD |  | 64 | 0P | LOAD |  | 0 |  | 43 | =P | LOAD |  | 64 | 0P | LOAD
[36 empty] | = | 65 | =P | LOAD |  | 66 | 0P | LOAD |  | 0 |  | 43 | =P | LOAD |  | 66 | 0P | LOAD
[36 empty] | = | 67 | =P | LOAD |  | 68 | 0P | LOAD |  | 0 |  | 43 | =P | LOAD |  | 68 | 0P | LOAD
[36 empty] | = | 69 | =P | LOAD |  | 70 | 0P | LOAD |  | 0 |  | 43 | =P | LOAD |  | 70 | 0P | LOAD
[36 empty] | = | 71 | =P | LOAD |  | 72 | 0P | LOAD |  | 0 |  | 43 | =P | LOAD |  | 72 | 0P | LOAD
[36 empty] | = | 73 | =P | LOAD |  | 74 | 0P | LOAD |  | 0 |  | 43 | =P | LOAD |  | 74 | 0P | LOAD
[36 empty] | 0 | 75 | 0P | LOAD |  | 76 | 0P | LOAD |  | 0 |  | 43 | 0P | LOAD |  | 76 | 0P | LOAD
[36 empty] | 0 | 77 | 0P | LOAD |  | 78 | 0P | LOAD |  | 0 |  | 43 | 0P | LOAD |  | 78 | 0P | LOAD
[36 empty] | 0 | 79 | 0P | LOAD |  | 80 | 0P | LOAD |  | 0 |  | 43 | 0P | LOAD |  | 80 | 0P | LOAD
[36 empty] | 0 | 81 | 0P | LOAD |  | 82 | 0P | LOAD |  | 0 |  | 43 | 0P | LOAD |  | 82 | 0P | LOAD
[36 empty] | 0 | 83 | 0P | LOAD |  | 84 | 0P | LOAD |  | 0 |  | 43 | 0P | LOAD |  | 84 | 0P | LOAD
[37 empty] | CUT ALONG DOTTED LINE TO FIT INTO HOLDER | [9 empty] | CUT ALONG DOTTED LINE TO FIT INTO HOLDER
PANEL SCHED
PANEL SCHED

## P5
|  |  | PANEL: | P5 |  |  |  |  | LOCATION: | Manitou Site |  |  | FED FROM: | 220V Recept in Trailer 3 | [5 empty] | LAST UPDATED: | 2011-05-03
[10 empty] | (Bldg - Room) | [11 empty] | Template R0
|  |  |  | VOLTS (L-N): | 120 |  | BUSS AMPS: | 125 |  | MFG: | ITE |  | NEUTRAL: | 100% |  |  |  | THIS COLOR = UNCONFIRMED DATA
|  |  |  | VOLTS (L-L): | 240 |  | MLO AMPS: | 125 |  | TYPE: | EO612ML |  | GROUND: | FULL | [21 empty] | CAUTION - PANEL CARD TEMPLATES BELOW
|  |  |  | PHASE: | 1 |  | MCB AMPS: |  |  | MOUNT: | Surface |  | PANEL AIC RATING: | [22 empty] | DO NOT INSERT OR DELETE COLUMNS
|  |  |  | WIRE: | 3 |  | LOAD AMPS: | 4 |  |  |  |  | AVAIL FAULT-A HERE: | [12 empty] | LOAD TYPES
Note | Verified Date | Load Type | CIRCUIT DESCRIPTION |  |  |  |  | P | BKR AMP | VOLT AMPS | CKT NO | A | B | CKT NO | VOLT AMPS | BKR AMP | P | CIRCUIT DESCRIPTION |  |  |  |  | Load Type | Verified Date | Note |  | LIGHTING |  |  |  | MOTORS
[26 empty] | P | I | F | HID | R | LM | M | H | C | O
|  | R | Recept |  |  |  |  | 1 | 20 | 180 | 1 | 360 |  | 2 | 180 | 20 | 1 | Recept |  |  |  |  | R |  |  | 0 | 0 | 0 | 0 | 360 | 0 | 0 | 0 | 0 | 0
|  | I | Lights |  |  |  |  | 1 | 20 | 150 | 3 |  | 150 | 4 |  |  | 1 | Space | [7 empty] | 0 | 150 | 0 | 0 | 0 | 0 | 0 | 0 | 0 | 0
|  |  | Space |  |  |  |  | 1 |  |  | 5 | 360 |  | 6 | 360 | 20 | 1 | Recepts |  |  |  |  | R |  |  | 0 | 0 | 0 | 0 | 360 | 0 | 0 | 0 | 0 | 0
|  |  | Space |  |  |  |  | 1 |  |  | 7 |  |  | 8 |  |  | 1 | Space | [7 empty] | 0 | 0 | 0 | 0 | 0 | 0 | 0 | 0 | 0 | 0
[11 empty] | CONNECTED VA: | 720 | 150 | = | 870 | [10 empty] | 0 | 150 | 0 | 0 | 720 | 0 | 0 | 0 | 0 | 0
[11 empty] | CONNECTED (CALCULATED) AMPS/ PHASE: | 6 | 1.25 |  |  | FROM | TO |  |  | PHASE IMBALANCE
1 | [10 empty] | METERED AMPS (NOTE 1): |  |  |  | METER DATES: | 2006-12-12 | 2007-01-05 |  |  | A-B
[11 empty] | ADJUSTED VA: | 720 | 150 | = | 870 |  |  |  |  | 79.17%
[9 empty] | TOTAL CONNECTED LOAD: | 870 | VA / |  | 240 | 4 | AMPS |  |  |  | METERED IMBALANCE: |  | #REF! | #REF!
NOTES: (ANY REVISIONS, FIELD OR ENGINEERING NOTES)
|  |  | 1 | Metered amps - NEC 220.35 allows meter values in place of calculated values. Adding meter values adjusts all panel VA's to match the actual meter value.
2
|  |  | (NEC 215.5) |  |  | WATTS | PWR FACT |  | VA |  | NEC |  | NEC VA LOAD
|  |  | P=PANEL |  |  | 0 | 100% | = | 0 | @ | 100% | = | 0
LIGHTING (NEC 215.2)
|  |  | I = Incandescent |  |  | 150 | 100% | = | 150 | @ | 125% | = | 188
|  |  | F = Fluorescent |  |  | 0 | 95% | = | 0 | @ | 125% | = | 0
|  |  | HID = HID |  |  | 0 | 90% | = | 0 | @ | 125% | = | 0
R = RECEPTACLE (NEC 220.14)
|  |  | First 10 KW |  |  | 720 | 100% | = | 720 | @ | 100% | = | 720
|  |  | Remainder |  |  | 0 | 100% | = | 0 | @ | 50% | = | 0
MOTORS (NEC 430.24)
|  |  | LM = Largest Motor |  |  | 0 | 80% | = | 0 | @ | 125% | = | 0
|  |  | M = Motors |  |  | 0 | 80% | = | 0 | @ | 100% | = | 0
|  |  | H=HEATING |  |  | 0 | 80% | = | 0 | @ | 100% | = | 0
|  |  | C=COOLING |  |  | 0 | 80% | = | 0 | @ | 100% | = | 0
|  |  | O=OTHER |  |  | 0 | 100% | = | 0 | @ | 100% | = | 0
[6 empty] | 870 | W |  | 870 | VA |  |  | 908 | VA
[12 empty] | MIN PANEL SIZE: | 4 | AMPS
CAUTION - PANEL CARD TEMPLATES TO THE RIGHT | [36 empty] | GE PANEL CARD (4-1/4" wide) | [8 empty] | SQ D PANEL CARD ---------> | SQ D PANEL CARD (5-1/4" wide)
DO NOT INSERT OR DELETE ROWS | [36 empty] | CUT ALONG DOTTED LINE TO FIT INTO HOLDER | [9 empty] | CUT ALONG DOTTED LINE TO FIT INTO HOLDER
[37 empty] | PANEL: |  |  | P5 | [5 empty] | Notes; | PANEL: |  |  | P5
[37 empty] | FED FROM: |  |  | 220V Recept in Trailer 3 | [5 empty] | 1) GE NLAB sleeves are 4-1/4" wide, set print setup to 68% actual. | FED FROM: |  |  | 220V Recept in Trailer 3
[37 empty] | VOLTAGE: 120/240V 1-PHASE 3 WIRE |  |  |  | PRINT DATE: |  |  | 2011-06-13 |  | 2) SQ D sleeves are 5-3/4" wide, set print setup to 62% | VOLTAGE: 120/240V 1-PHASE 3 WIRE |  |  |  | PRINT DATE: |  |  | 2011-06-13
[36 empty] | 1 | CKT |  | LOAD |  | CKT |  | LOAD |  | 1 | 3) SQ D single side schedules fit in 4-1/4" sleeves, set print setup to 68%. | CKT |  | LOAD |  | CKT |  | LOAD
[36 empty] | 1 | 1 | 1P | Recept |  | 2 | 1P | Recept |  | 1 |  | 1 | 1P | Recept |  | 2 | 1P | Recept
[36 empty] | 1 | 3 | 1P | Lights |  | 4 | 1P | Space |  | 1 |  | 3 | 1P | Lights |  | 4 | 1P | Space
[36 empty] | 1 | 5 | 1P | Space |  | 6 | 1P | Recepts |  | 1 |  | 5 | 1P | Space |  | 6 | 1P | Recepts
[36 empty] | 1 | 7 | 1P | Space |  | 8 | 1P | Space |  | 1 |  | 7 | 1P | Space |  | 8 | 1P | Space
[36 empty] | #REF! | 9 | #REF! | #REF! |  | 10 | #REF! | #REF! |  | #REF! |  | 9 | #REF! | #REF! |  | 10 | #REF! | #REF!
[36 empty] | #REF! | 11 | #REF! | #REF! |  | 12 | #REF! | #REF! |  | #REF! |  | 11 | #REF! | #REF! |  | 12 | #REF! | #REF!
[36 empty] | #REF! | 13 | #REF! | #REF! |  | 14 | #REF! | #REF! |  | #REF! |  | 13 | #REF! | #REF! |  | 14 | #REF! | #REF!
[36 empty] | #REF! | 15 | #REF! | #REF! |  | 16 | #REF! | #REF! |  | #REF! |  | 15 | #REF! | #REF! |  | 16 | #REF! | #REF!
[36 empty] | #REF! | 17 | #REF! | #REF! |  | 18 | #REF! | #REF! |  | #REF! |  | 17 | #REF! | #REF! |  | 18 | #REF! | #REF!
[36 empty] | #REF! | 19 | #REF! | #REF! |  | 20 | #REF! | #REF! |  | #REF! |  | 19 | #REF! | #REF! |  | 20 | #REF! | #REF!
[36 empty] | #REF! | 21 | #REF! | #REF! |  | 22 | #REF! | #REF! |  | #REF! |  | 21 | #REF! | #REF! |  | 22 | #REF! | #REF!
[36 empty] | #REF! | 23 | #REF! | #REF! |  | 24 | #REF! | #REF! |  | #REF! |  | 23 | #REF! | #REF! |  | 24 | #REF! | #REF!
[36 empty] | #REF! | 25 | #REF! | #REF! |  | 26 | #REF! | #REF! |  | #REF! |  | 25 | #REF! | #REF! |  | 26 | #REF! | #REF!
[36 empty] | #REF! | 27 | #REF! | #REF! |  | 28 | #REF! | #REF! |  | #REF! |  | 27 | #REF! | #REF! |  | 28 | #REF! | #REF!
[36 empty] | #REF! | 29 | #REF! | #REF! |  | 30 | #REF! | #REF! |  | #REF! |  | 29 | #REF! | #REF! |  | 30 | #REF! | #REF!
[36 empty] | #REF! | 31 | #REF! | #REF! |  | 32 | #REF! | #REF! |  | #REF! |  | 31 | #REF! | #REF! |  | 32 | #REF! | #REF!
[36 empty] | #REF! | 33 | #REF! | #REF! |  | 34 | #REF! | #REF! |  | #REF! |  | 33 | #REF! | #REF! |  | 34 | #REF! | #REF!
[36 empty] | #REF! | 35 | #REF! | #REF! |  | 36 | #REF! | #REF! |  | #REF! |  | 35 | #REF! | #REF! |  | 36 | #REF! | #REF!
[36 empty] | #REF! | 37 | #REF! | #REF! |  | 38 | #REF! | #REF! |  | #REF! |  | 37 | #REF! | #REF! |  | 38 | #REF! | #REF!
[36 empty] | #REF! | 39 | #REF! | #REF! |  | 40 | #REF! | #REF! |  | #REF! |  | 39 | #REF! | #REF! |  | 40 | #REF! | #REF!
[36 empty] | #REF! | 41 | #REF! | #REF! |  | 42 | #REF! | #REF! |  | #REF! |  | 41 | #REF! | #REF! |  | 42 | #REF! | #REF!
[37 empty] | CUT ALONG DOTTED LINE TO FIT INTO HOLDER | [9 empty] | CUT ALONG DOTTED LINE TO FIT INTO HOLDER
[37 empty] | CUT ALONG DOTTED LINE TO FIT INTO HOLDER | [9 empty] | CUT ALONG DOTTED LINE TO FIT INTO HOLDER
[37 empty] | PANEL: |  |  | P5 | [6 empty] | PANEL: |  |  | P5
[37 empty] | FED FROM: |  |  | 220V Recept in Trailer 3 | [6 empty] | FED FROM: |  |  | 220V Recept in Trailer 3
[37 empty] | VOLTAGE: 120/240V 1-PHASE 3 WIRE |  |  |  | PRINT DATE: |  |  | 2011-06-13 |  |  | VOLTAGE: 120/240V 1-PHASE 3 WIRE |  |  |  | PRINT DATE: |  |  | 2011-06-13
[36 empty] | 1 | CKT |  | LOAD |  | CKT |  | LOAD |  | 1 |  | CKT |  | LOAD |  | CKT |  | LOAD
[36 empty] | = | 43 | =P | LOAD |  | 44 | 0P | LOAD |  | 0 |  | 43 | =P | LOAD |  | 44 | 0P | LOAD
[36 empty] | = | 45 | =P | LOAD |  | 46 | 0P | LOAD |  | 0 |  | 43 | =P | LOAD |  | 46 | 0P | LOAD
[36 empty] | = | 47 | =P | LOAD |  | 48 | 0P | LOAD |  | 0 |  | 43 | =P | LOAD |  | 48 | 0P | LOAD
[36 empty] | = | 49 | =P | LOAD |  | 50 | 0P | LOAD |  | 0 |  | 43 | =P | LOAD |  | 50 | 0P | LOAD
[36 empty] | = | 51 | =P | LOAD |  | 52 | 0P | LOAD |  | 0 |  | 43 | =P | LOAD |  | 52 | 0P | LOAD
[36 empty] | = | 53 | =P | LOAD |  | 54 | 0P | LOAD |  | 0 |  | 43 | =P | LOAD |  | 54 | 0P | LOAD
[36 empty] | = | 55 | =P | LOAD |  | 56 | 0P | LOAD |  | 0 |  | 43 | =P | LOAD |  | 56 | 0P | LOAD
[36 empty] | = | 57 | =P | LOAD |  | 58 | 0P | LOAD |  | 0 |  | 43 | =P | LOAD |  | 58 | 0P | LOAD
[36 empty] | = | 59 | =P | LOAD |  | 60 | 0P | LOAD |  | 0 |  | 43 | =P | LOAD |  | 60 | 0P | LOAD
[36 empty] | = | 61 | =P | LOAD |  | 62 | 0P | LOAD |  | 0 |  | 43 | =P | LOAD |  | 62 | 0P | LOAD
[36 empty] | = | 63 | =P | LOAD |  | 64 | 0P | LOAD |  | 0 |  | 43 | =P | LOAD |  | 64 | 0P | LOAD
[36 empty] | = | 65 | =P | LOAD |  | 66 | 0P | LOAD |  | 0 |  | 43 | =P | LOAD |  | 66 | 0P | LOAD
[36 empty] | = | 67 | =P | LOAD |  | 68 | 0P | LOAD |  | 0 |  | 43 | =P | LOAD |  | 68 | 0P | LOAD
[36 empty] | = | 69 | =P | LOAD |  | 70 | 0P | LOAD |  | 0 |  | 43 | =P | LOAD |  | 70 | 0P | LOAD
[36 empty] | = | 71 | =P | LOAD |  | 72 | 0P | LOAD |  | 0 |  | 43 | =P | LOAD |  | 72 | 0P | LOAD
[36 empty] | = | 73 | =P | LOAD |  | 74 | 0P | LOAD |  | 0 |  | 43 | =P | LOAD |  | 74 | 0P | LOAD
[36 empty] | 0 | 75 | 0P | LOAD |  | 76 | 0P | LOAD |  | 0 |  | 43 | 0P | LOAD |  | 76 | 0P | LOAD
[36 empty] | 0 | 77 | 0P | LOAD |  | 78 | 0P | LOAD |  | 0 |  | 43 | 0P | LOAD |  | 78 | 0P | LOAD
[36 empty] | 0 | 79 | 0P | LOAD |  | 80 | 0P | LOAD |  | 0 |  | 43 | 0P | LOAD |  | 80 | 0P | LOAD
[36 empty] | 0 | 81 | 0P | LOAD |  | 82 | 0P | LOAD |  | 0 |  | 43 | 0P | LOAD |  | 82 | 0P | LOAD
[36 empty] | #REF! | 83 | #REF! | #REF! |  | 84 | #REF! | #REF! |  | #REF! |  | 43 | #REF! | #REF! |  | 84 | #REF! | #REF!
[37 empty] | CUT ALONG DOTTED LINE TO FIT INTO HOLDER | [9 empty] | CUT ALONG DOTTED LINE TO FIT INTO HOLDER
PANEL SCHED
PANEL SCHED

## P6
|  |  | PANEL: | P6 |  |  |  |  | LOCATION: | Manitou Site |  |  | FED FROM: | 220V Recept in Trailer 2 | [5 empty] | LAST UPDATED: | 2011-05-03
[10 empty] | (Bldg - Room) | [11 empty] | Template R0
|  |  |  | VOLTS (L-N): | 120 |  | BUSS AMPS: | 125 |  | MFG: | ITE |  | NEUTRAL: | 100% |  |  |  | THIS COLOR = UNCONFIRMED DATA
|  |  |  | VOLTS (L-L): | 240 |  | MLO AMPS: | 125 |  | TYPE: | EO612ML |  | GROUND: | FULL | [21 empty] | CAUTION - PANEL CARD TEMPLATES BELOW
|  |  |  | PHASE: | 1 |  | MCB AMPS: |  |  | MOUNT: | Surface |  | PANEL AIC RATING: | [22 empty] | DO NOT INSERT OR DELETE COLUMNS
|  |  |  | WIRE: | 3 |  | LOAD AMPS: | 4 |  |  |  |  | AVAIL FAULT-A HERE: | [12 empty] | LOAD TYPES
Note | Verified Date | Load Type | CIRCUIT DESCRIPTION |  |  |  |  | P | BKR AMP | VOLT AMPS | CKT NO | A | B | CKT NO | VOLT AMPS | BKR AMP | P | CIRCUIT DESCRIPTION |  |  |  |  | Load Type | Verified Date | Note |  | LIGHTING |  |  |  | MOTORS
[26 empty] | P | I | F | HID | R | LM | M | H | C | O
|  |  | Space |  |  |  |  | 1 |  |  | 1 |  |  | 2 |  |  | 1 | Space | [7 empty] | 0 | 0 | 0 | 0 | 0 | 0 | 0 | 0 | 0 | 0
|  | R | Recept |  |  |  |  | 1 | 20 | 180 | 3 |  | 180 | 4 |  |  | 1 | Space | [7 empty] | 0 | 0 | 0 | 0 | 180 | 0 | 0 | 0 | 0 | 0
|  |  | Space |  |  |  |  | 1 |  |  | 5 | 360 |  | 6 | 360 | 20 | 1 | Recepts |  |  |  |  | R |  |  | 0 | 0 | 0 | 0 | 360 | 0 | 0 | 0 | 0 | 0
|  | R | Recept |  |  |  |  | 1 | 20 | 180 | 7 |  | 330 | 8 | 150 | 15 | 1 | Lights |  |  |  |  | I |  |  | 0 | 150 | 0 | 0 | 180 | 0 | 0 | 0 | 0 | 0
[11 empty] | CONNECTED VA: | 360 | 510 | = | 870 | [10 empty] | 0 | 150 | 0 | 0 | 720 | 0 | 0 | 0 | 0 | 0
[11 empty] | CONNECTED (CALCULATED) AMPS/ PHASE: | 3 | 4.25 |  |  | FROM | TO |  |  | PHASE IMBALANCE
1 | [10 empty] | METERED AMPS (NOTE 1): |  |  |  | METER DATES: | 2006-12-12 | 2007-01-05 |  |  | A-B
[11 empty] | ADJUSTED VA: | 360 | 510 | = | 870 |  |  |  |  | 29.41%
[9 empty] | TOTAL CONNECTED LOAD: | 870 | VA / |  | 240 | 4 | AMPS |  |  |  | METERED IMBALANCE: |  | #REF! | #REF!
NOTES: (ANY REVISIONS, FIELD OR ENGINEERING NOTES)
|  |  | 1 | Metered amps - NEC 220.35 allows meter values in place of calculated values. Adding meter values adjusts all panel VA's to match the actual meter value.
2
|  |  | (NEC 215.5) |  |  | WATTS | PWR FACT |  | VA |  | NEC |  | NEC VA LOAD
|  |  | P=PANEL |  |  | 0 | 100% | = | 0 | @ | 100% | = | 0
LIGHTING (NEC 215.2)
|  |  | I = Incandescent |  |  | 150 | 100% | = | 150 | @ | 125% | = | 188
|  |  | F = Fluorescent |  |  | 0 | 95% | = | 0 | @ | 125% | = | 0
|  |  | HID = HID |  |  | 0 | 90% | = | 0 | @ | 125% | = | 0
R = RECEPTACLE (NEC 220.14)
|  |  | First 10 KW |  |  | 720 | 100% | = | 720 | @ | 100% | = | 720
|  |  | Remainder |  |  | 0 | 100% | = | 0 | @ | 50% | = | 0
MOTORS (NEC 430.24)
|  |  | LM = Largest Motor |  |  | 0 | 80% | = | 0 | @ | 125% | = | 0
|  |  | M = Motors |  |  | 0 | 80% | = | 0 | @ | 100% | = | 0
|  |  | H=HEATING |  |  | 0 | 80% | = | 0 | @ | 100% | = | 0
|  |  | C=COOLING |  |  | 0 | 80% | = | 0 | @ | 100% | = | 0
|  |  | O=OTHER |  |  | 0 | 100% | = | 0 | @ | 100% | = | 0
[6 empty] | 870 | W |  | 870 | VA |  |  | 908 | VA
[12 empty] | MIN PANEL SIZE: | 4 | AMPS
CAUTION - PANEL CARD TEMPLATES TO THE RIGHT | [36 empty] | GE PANEL CARD (4-1/4" wide) | [8 empty] | SQ D PANEL CARD ---------> | SQ D PANEL CARD (5-1/4" wide)
DO NOT INSERT OR DELETE ROWS | [36 empty] | CUT ALONG DOTTED LINE TO FIT INTO HOLDER | [9 empty] | CUT ALONG DOTTED LINE TO FIT INTO HOLDER
[37 empty] | PANEL: |  |  | P6 | [5 empty] | Notes; | PANEL: |  |  | P6
[37 empty] | FED FROM: |  |  | 220V Recept in Trailer 2 | [5 empty] | 1) GE NLAB sleeves are 4-1/4" wide, set print setup to 68% actual. | FED FROM: |  |  | 220V Recept in Trailer 2
[37 empty] | VOLTAGE: 120/240V 1-PHASE 3 WIRE |  |  |  | PRINT DATE: |  |  | 2011-06-13 |  | 2) SQ D sleeves are 5-3/4" wide, set print setup to 62% | VOLTAGE: 120/240V 1-PHASE 3 WIRE |  |  |  | PRINT DATE: |  |  | 2011-06-13
[36 empty] | 1 | CKT |  | LOAD |  | CKT |  | LOAD |  | 1 | 3) SQ D single side schedules fit in 4-1/4" sleeves, set print setup to 68%. | CKT |  | LOAD |  | CKT |  | LOAD
[36 empty] | 1 | 1 | 1P | Space |  | 2 | 1P | Space |  | 1 |  | 1 | 1P | Space |  | 2 | 1P | Space
[36 empty] | 1 | 3 | 1P | Recept |  | 4 | 1P | Space |  | 1 |  | 3 | 1P | Recept |  | 4 | 1P | Space
[36 empty] | 1 | 5 | 1P | Space |  | 6 | 1P | Recepts |  | 1 |  | 5 | 1P | Space |  | 6 | 1P | Recepts
[36 empty] | 1 | 7 | 1P | Recept |  | 8 | 1P | Lights |  | 1 |  | 7 | 1P | Recept |  | 8 | 1P | Lights
[36 empty] | #REF! | 9 | #REF! | #REF! |  | 10 | #REF! | #REF! |  | #REF! |  | 9 | #REF! | #REF! |  | 10 | #REF! | #REF!
[36 empty] | #REF! | 11 | #REF! | #REF! |  | 12 | #REF! | #REF! |  | #REF! |  | 11 | #REF! | #REF! |  | 12 | #REF! | #REF!
[36 empty] | #REF! | 13 | #REF! | #REF! |  | 14 | #REF! | #REF! |  | #REF! |  | 13 | #REF! | #REF! |  | 14 | #REF! | #REF!
[36 empty] | #REF! | 15 | #REF! | #REF! |  | 16 | #REF! | #REF! |  | #REF! |  | 15 | #REF! | #REF! |  | 16 | #REF! | #REF!
[36 empty] | #REF! | 17 | #REF! | #REF! |  | 18 | #REF! | #REF! |  | #REF! |  | 17 | #REF! | #REF! |  | 18 | #REF! | #REF!
[36 empty] | #REF! | 19 | #REF! | #REF! |  | 20 | #REF! | #REF! |  | #REF! |  | 19 | #REF! | #REF! |  | 20 | #REF! | #REF!
[36 empty] | #REF! | 21 | #REF! | #REF! |  | 22 | #REF! | #REF! |  | #REF! |  | 21 | #REF! | #REF! |  | 22 | #REF! | #REF!
[36 empty] | #REF! | 23 | #REF! | #REF! |  | 24 | #REF! | #REF! |  | #REF! |  | 23 | #REF! | #REF! |  | 24 | #REF! | #REF!
[36 empty] | #REF! | 25 | #REF! | #REF! |  | 26 | #REF! | #REF! |  | #REF! |  | 25 | #REF! | #REF! |  | 26 | #REF! | #REF!
[36 empty] | #REF! | 27 | #REF! | #REF! |  | 28 | #REF! | #REF! |  | #REF! |  | 27 | #REF! | #REF! |  | 28 | #REF! | #REF!
[36 empty] | #REF! | 29 | #REF! | #REF! |  | 30 | #REF! | #REF! |  | #REF! |  | 29 | #REF! | #REF! |  | 30 | #REF! | #REF!
[36 empty] | #REF! | 31 | #REF! | #REF! |  | 32 | #REF! | #REF! |  | #REF! |  | 31 | #REF! | #REF! |  | 32 | #REF! | #REF!
[36 empty] | #REF! | 33 | #REF! | #REF! |  | 34 | #REF! | #REF! |  | #REF! |  | 33 | #REF! | #REF! |  | 34 | #REF! | #REF!
[36 empty] | #REF! | 35 | #REF! | #REF! |  | 36 | #REF! | #REF! |  | #REF! |  | 35 | #REF! | #REF! |  | 36 | #REF! | #REF!
[36 empty] | #REF! | 37 | #REF! | #REF! |  | 38 | #REF! | #REF! |  | #REF! |  | 37 | #REF! | #REF! |  | 38 | #REF! | #REF!
[36 empty] | #REF! | 39 | #REF! | #REF! |  | 40 | #REF! | #REF! |  | #REF! |  | 39 | #REF! | #REF! |  | 40 | #REF! | #REF!
[36 empty] | #REF! | 41 | #REF! | #REF! |  | 42 | #REF! | #REF! |  | #REF! |  | 41 | #REF! | #REF! |  | 42 | #REF! | #REF!
[37 empty] | CUT ALONG DOTTED LINE TO FIT INTO HOLDER | [9 empty] | CUT ALONG DOTTED LINE TO FIT INTO HOLDER
[37 empty] | CUT ALONG DOTTED LINE TO FIT INTO HOLDER | [9 empty] | CUT ALONG DOTTED LINE TO FIT INTO HOLDER
[37 empty] | PANEL: |  |  | P6 | [6 empty] | PANEL: |  |  | P6
[37 empty] | FED FROM: |  |  | 220V Recept in Trailer 2 | [6 empty] | FED FROM: |  |  | 220V Recept in Trailer 2
[37 empty] | VOLTAGE: 120/240V 1-PHASE 3 WIRE |  |  |  | PRINT DATE: |  |  | 2011-06-13 |  |  | VOLTAGE: 120/240V 1-PHASE 3 WIRE |  |  |  | PRINT DATE: |  |  | 2011-06-13
[36 empty] | 1 | CKT |  | LOAD |  | CKT |  | LOAD |  | 1 |  | CKT |  | LOAD |  | CKT |  | LOAD
[36 empty] | = | 43 | =P | LOAD |  | 44 | 0P | LOAD |  | 0 |  | 43 | =P | LOAD |  | 44 | 0P | LOAD
[36 empty] | = | 45 | =P | LOAD |  | 46 | 0P | LOAD |  | 0 |  | 43 | =P | LOAD |  | 46 | 0P | LOAD
[36 empty] | = | 47 | =P | LOAD |  | 48 | 0P | LOAD |  | 0 |  | 43 | =P | LOAD |  | 48 | 0P | LOAD
[36 empty] | = | 49 | =P | LOAD |  | 50 | 0P | LOAD |  | 0 |  | 43 | =P | LOAD |  | 50 | 0P | LOAD
[36 empty] | = | 51 | =P | LOAD |  | 52 | 0P | LOAD |  | 0 |  | 43 | =P | LOAD |  | 52 | 0P | LOAD
[36 empty] | = | 53 | =P | LOAD |  | 54 | 0P | LOAD |  | 0 |  | 43 | =P | LOAD |  | 54 | 0P | LOAD
[36 empty] | = | 55 | =P | LOAD |  | 56 | 0P | LOAD |  | 0 |  | 43 | =P | LOAD |  | 56 | 0P | LOAD
[36 empty] | = | 57 | =P | LOAD |  | 58 | 0P | LOAD |  | 0 |  | 43 | =P | LOAD |  | 58 | 0P | LOAD
[36 empty] | = | 59 | =P | LOAD |  | 60 | 0P | LOAD |  | 0 |  | 43 | =P | LOAD |  | 60 | 0P | LOAD
[36 empty] | = | 61 | =P | LOAD |  | 62 | 0P | LOAD |  | 0 |  | 43 | =P | LOAD |  | 62 | 0P | LOAD
[36 empty] | = | 63 | =P | LOAD |  | 64 | 0P | LOAD |  | 0 |  | 43 | =P | LOAD |  | 64 | 0P | LOAD
[36 empty] | = | 65 | =P | LOAD |  | 66 | 0P | LOAD |  | 0 |  | 43 | =P | LOAD |  | 66 | 0P | LOAD
[36 empty] | = | 67 | =P | LOAD |  | 68 | 0P | LOAD |  | 0 |  | 43 | =P | LOAD |  | 68 | 0P | LOAD
[36 empty] | = | 69 | =P | LOAD |  | 70 | 0P | LOAD |  | 0 |  | 43 | =P | LOAD |  | 70 | 0P | LOAD
[36 empty] | = | 71 | =P | LOAD |  | 72 | 0P | LOAD |  | 0 |  | 43 | =P | LOAD |  | 72 | 0P | LOAD
[36 empty] | = | 73 | =P | LOAD |  | 74 | 0P | LOAD |  | 0 |  | 43 | =P | LOAD |  | 74 | 0P | LOAD
[36 empty] | 0 | 75 | 0P | LOAD |  | 76 | 0P | LOAD |  | 0 |  | 43 | 0P | LOAD |  | 76 | 0P | LOAD
[36 empty] | 0 | 77 | 0P | LOAD |  | 78 | 0P | LOAD |  | 0 |  | 43 | 0P | LOAD |  | 78 | 0P | LOAD
[36 empty] | 0 | 79 | 0P | LOAD |  | 80 | 0P | LOAD |  | 0 |  | 43 | 0P | LOAD |  | 80 | 0P | LOAD
[36 empty] | 0 | 81 | 0P | LOAD |  | 82 | 0P | LOAD |  | 0 |  | 43 | 0P | LOAD |  | 82 | 0P | LOAD
[36 empty] | #REF! | 83 | #REF! | #REF! |  | 84 | #REF! | #REF! |  | #REF! |  | 43 | #REF! | #REF! |  | 84 | #REF! | #REF!
[37 empty] | CUT ALONG DOTTED LINE TO FIT INTO HOLDER | [9 empty] | CUT ALONG DOTTED LINE TO FIT INTO HOLDER
PANEL SCHED
PANEL SCHED

## MDB2-new
|  |  | PANEL: | MDB2 (NEW) |  |  |  |  | LOCATION: | Manitou Site |  |  | FED FROM: | IREA NEW TEMP SERVICE | [5 empty] | LAST UPDATED: | 2011-05-03
[10 empty] | (Bldg - Room) | [11 empty] | Template R0
|  |  |  | VOLTS (L-N): | 120 |  | BUSS AMPS: | 300 |  | MFG: | NA |  | NEUTRAL: | 100% |  |  |  | THIS COLOR = UNCONFIRMED DATA
|  |  |  | VOLTS (L-L): | 240 |  | MLO AMPS: | 300 |  | TYPE: | NA |  | GROUND: | FULL | [21 empty] | CAUTION - PANEL CARD TEMPLATES BELOW
|  |  |  | PHASE: | 1 |  | MCB AMPS: |  |  | MOUNT: | NA |  | PANEL AIC RATING: | NA | [21 empty] | DO NOT INSERT OR DELETE COLUMNS
|  |  |  | WIRE: | 3 |  | LOAD AMPS: | 171 |  |  |  |  | AVAIL FAULT-A HERE: | NA | [11 empty] | LOAD TYPES
Note | Verified Date | Load Type | CIRCUIT DESCRIPTION |  |  |  |  | P | FUSE | VOLT AMPS | CKT NO | A | B | CKT NO | VOLT AMPS | FUSE | P | CIRCUIT DESCRIPTION |  |  |  |  | Load Type | Verified Date | Note |  | LIGHTING |  |  |  | MOTORS
[26 empty] | P | I | F | HID | R | LM | M | H | C | O
|  | P | Rental Trailer #7 (20ft) - Fused Disconnect |  |  |  |  | 2 | 80 | 6290 | 9 | 12820 |  | 10 | 6530 | 80 | 2 | Rental Trailer #8 (20ft) - Fused Disconnect |  |  |  |  | P |  |  | 12820 | 0 | 0 | 0 | 0 | 0 | 0 | 0 | 0 | 0
|  | P | [7 empty] | 6150 | 11 |  | 12540 | 12 | 6390 | [7 empty] | P |  |  | 12540 | 0 | 0 | 0 | 0 | 0 | 0 | 0 | 0 | 0
|  | P | Rental Trailer #9 (40ft) - Fused Disconnect |  |  |  |  | 2 | 125 | 12220 | 9 | 21120 |  | 10 | 8900 | 125 | 2 | Rental Trailer #10 (40ft) - Fused Disconnect |  |  |  |  | P |  |  | 21120 | 0 | 0 | 0 | 0 | 0 | 0 | 0 | 0 | 0
|  | P | [7 empty] | 13760 | 11 |  | 24560 | 12 | 10800 | [7 empty] | P |  |  | 24560 | 0 | 0 | 0 | 0 | 0 | 0 | 0 | 0 | 0
|  |  | SPARE |  |  |  |  | 2 |  |  | 9 |  |  | 10 |  |  | 2 | SPARE | [7 empty] | 0 | 0 | 0 | 0 | 0 | 0 | 0 | 0 | 0 | 0
[11 empty] | 11 |  |  | 12 | [11 empty] | 0 | 0 | 0 | 0 | 0 | 0 | 0 | 0 | 0 | 0
[11 empty] | CONNECTED VA: | 33940 | 37100 | = | 71040 | [10 empty] | 71040 | 0 | 0 | 0 | 0 | 0 | 0 | 0 | 0 | 0
[11 empty] | CONNECTED (CALCULATED) AMPS/ PHASE: | 282.833 | 309.167 |  |  | FROM | TO |  |  | PHASE IMBALANCE
1 | [10 empty] | METERED AMPS (NOTE 1): |  |  |  | METER DATES: | 2006-12-12 | 2007-01-05 |  |  | A-B
[11 empty] | ADJUSTED VA: | 33940 | 37100 | = | 71040 |  |  |  |  | 8.518%
[9 empty] | TOTAL CONNECTED LOAD: | 71040 | VA / SQRT(3) / |  | 240 | 171 | AMPS |  |  |  | METERED IMBALANCE: |  | #REF! | #REF!
NOTES: (ANY REVISIONS, FIELD OR ENGINEERING NOTES)
|  |  | 1 | Metered amps - NEC 220.35 allows meter values in place of calculated values. Adding meter values adjusts all panel VA's to match the actual meter value.
2
|  |  | (NEC 215.5) |  |  | WATTS | PWR FACT |  | VA |  | NEC |  | NEC VA LOAD
|  |  | P=PANEL |  |  | 71040 | 100% | = | 71040 | @ | 100% | = | 71040
LIGHTING (NEC 215.2)
|  |  | I = Incandescent |  |  | 0 | 100% | = | 0 | @ | 125% | = | 0
|  |  | F = Fluorescent |  |  | 0 | 95% | = | 0 | @ | 125% | = | 0
|  |  | HID = HID |  |  | 0 | 90% | = | 0 | @ | 125% | = | 0
R = RECEPTACLE (NEC 220.14)
|  |  | First 10 KW |  |  | 0 | 100% | = | 0 | @ | 100% | = | 0
|  |  | Remainder |  |  | 0 | 100% | = | 0 | @ | 50% | = | 0
MOTORS (NEC 430.24)
|  |  | LM = Largest Motor |  |  | 0 | 80% | = | 0 | @ | 125% | = | 0
|  |  | M = Motors |  |  | 0 | 80% | = | 0 | @ | 100% | = | 0
|  |  | H=HEATING |  |  | 0 | 80% | = | 0 | @ | 100% | = | 0
|  |  | C=COOLING |  |  | 0 | 80% | = | 0 | @ | 100% | = | 0
|  |  | O=OTHER |  |  | 0 | 100% | = | 0 | @ | 100% | = | 0
[6 empty] | 71040 | W |  | 71040 | VA |  |  | 71040 | VA
[12 empty] | MIN PANEL SIZE: | 171 | AMPS
CAUTION - PANEL CARD TEMPLATES TO THE RIGHT | [36 empty] | GE PANEL CARD (4-1/4" wide) | [8 empty] | SQ D PANEL CARD ---------> | SQ D PANEL CARD (5-1/4" wide)
DO NOT INSERT OR DELETE ROWS | [36 empty] | CUT ALONG DOTTED LINE TO FIT INTO HOLDER | [9 empty] | CUT ALONG DOTTED LINE TO FIT INTO HOLDER
[37 empty] | PANEL: |  |  | MDB2 (NEW) | [5 empty] | Notes; | PANEL: |  |  | MDB2 (NEW)
[37 empty] | FED FROM: |  |  | IREA NEW TEMP SERVICE | [5 empty] | 1) GE NLAB sleeves are 4-1/4" wide, set print setup to 68% actual. | FED FROM: |  |  | IREA NEW TEMP SERVICE
[37 empty] | VOLTAGE: 120/240V 1-PHASE 3 WIRE |  |  |  | PRINT DATE: |  |  | 2011-06-13 |  | 2) SQ D sleeves are 5-3/4" wide, set print setup to 62% | VOLTAGE: 120/240V 1-PHASE 3 WIRE |  |  |  | PRINT DATE: |  |  | 2011-06-13
[36 empty] | 1 | CKT |  | LOAD |  | CKT |  | LOAD |  | 1 | 3) SQ D single side schedules fit in 4-1/4" sleeves, set print setup to 68%. | CKT |  | LOAD |  | CKT |  | LOAD
[36 empty] | 2 | 1 | 2P | Rental Trailer #7 (20ft) - Fused Disconnect |  | 2 | 2P | Rental Trailer #8 (20ft) - Fused Disconnect |  | 2 |  | 1 | 2P | Rental Trailer #7 (20ft) - Fused Disconnect |  | 2 | 2P | Rental Trailer #8 (20ft) - Fused Disconnect
[36 empty] | 2 | 3 | 2P | Rental Trailer #7 (20ft) - Fused Disconnect |  | 4 | 2P | Rental Trailer #8 (20ft) - Fused Disconnect |  | 2 |  | 3 | 2P | Rental Trailer #7 (20ft) - Fused Disconnect |  | 4 | 2P | Rental Trailer #8 (20ft) - Fused Disconnect
[36 empty] | 2 | 5 | 2P | Rental Trailer #7 (20ft) - Fused Disconnect |  | 6 | 2P | Rental Trailer #8 (20ft) - Fused Disconnect |  | 2 |  | 5 | 2P | Rental Trailer #7 (20ft) - Fused Disconnect |  | 6 | 2P | Rental Trailer #8 (20ft) - Fused Disconnect
[36 empty] | 2 | 7 | 2P | Rental Trailer #7 (20ft) - Fused Disconnect |  | 8 | 2P | Rental Trailer #8 (20ft) - Fused Disconnect |  | 2 |  | 7 | 2P | Rental Trailer #7 (20ft) - Fused Disconnect |  | 8 | 2P | Rental Trailer #8 (20ft) - Fused Disconnect
[36 empty] | 2 | 9 | 2P | Rental Trailer #7 (20ft) - Fused Disconnect |  | 10 | 2P | Rental Trailer #8 (20ft) - Fused Disconnect |  | 2 |  | 9 | 2P | Rental Trailer #7 (20ft) - Fused Disconnect |  | 10 | 2P | Rental Trailer #8 (20ft) - Fused Disconnect
[36 empty] | 2 | 11 | 2P | Rental Trailer #7 (20ft) - Fused Disconnect |  | 12 | 2P | Rental Trailer #8 (20ft) - Fused Disconnect |  | 2 |  | 11 | 2P | Rental Trailer #7 (20ft) - Fused Disconnect |  | 12 | 2P | Rental Trailer #8 (20ft) - Fused Disconnect
[36 empty] | #REF! | 13 | #REF! | #REF! |  | 14 | #REF! | #REF! |  | #REF! |  | 13 | #REF! | #REF! |  | 14 | #REF! | #REF!
[36 empty] | #REF! | 15 | #REF! | #REF! |  | 16 | #REF! | #REF! |  | #REF! |  | 15 | #REF! | #REF! |  | 16 | #REF! | #REF!
[36 empty] | #REF! | 17 | #REF! | #REF! |  | 18 | #REF! | #REF! |  | #REF! |  | 17 | #REF! | #REF! |  | 18 | #REF! | #REF!
[36 empty] | #REF! | 19 | #REF! | #REF! |  | 20 | #REF! | #REF! |  | #REF! |  | 19 | #REF! | #REF! |  | 20 | #REF! | #REF!
[36 empty] | #REF! | 21 | #REF! | #REF! |  | 22 | #REF! | #REF! |  | #REF! |  | 21 | #REF! | #REF! |  | 22 | #REF! | #REF!
[36 empty] | #REF! | 23 | #REF! | #REF! |  | 24 | #REF! | #REF! |  | #REF! |  | 23 | #REF! | #REF! |  | 24 | #REF! | #REF!
[36 empty] | #REF! | 25 | #REF! | #REF! |  | 26 | #REF! | #REF! |  | #REF! |  | 25 | #REF! | #REF! |  | 26 | #REF! | #REF!
[36 empty] | #REF! | 27 | #REF! | #REF! |  | 28 | #REF! | #REF! |  | #REF! |  | 27 | #REF! | #REF! |  | 28 | #REF! | #REF!
[36 empty] | #REF! | 29 | #REF! | #REF! |  | 30 | #REF! | #REF! |  | #REF! |  | 29 | #REF! | #REF! |  | 30 | #REF! | #REF!
[36 empty] | #REF! | 31 | #REF! | #REF! |  | 32 | #REF! | #REF! |  | #REF! |  | 31 | #REF! | #REF! |  | 32 | #REF! | #REF!
[36 empty] | #REF! | 33 | #REF! | #REF! |  | 34 | #REF! | #REF! |  | #REF! |  | 33 | #REF! | #REF! |  | 34 | #REF! | #REF!
[36 empty] | #REF! | 35 | #REF! | #REF! |  | 36 | #REF! | #REF! |  | #REF! |  | 35 | #REF! | #REF! |  | 36 | #REF! | #REF!
[36 empty] | #REF! | 37 | #REF! | #REF! |  | 38 | #REF! | #REF! |  | #REF! |  | 37 | #REF! | #REF! |  | 38 | #REF! | #REF!
[36 empty] | #REF! | 39 | #REF! | #REF! |  | 40 | #REF! | #REF! |  | #REF! |  | 39 | #REF! | #REF! |  | 40 | #REF! | #REF!
[36 empty] | #REF! | 41 | #REF! | #REF! |  | 42 | #REF! | #REF! |  | #REF! |  | 41 | #REF! | #REF! |  | 42 | #REF! | #REF!
[37 empty] | CUT ALONG DOTTED LINE TO FIT INTO HOLDER | [9 empty] | CUT ALONG DOTTED LINE TO FIT INTO HOLDER
[37 empty] | CUT ALONG DOTTED LINE TO FIT INTO HOLDER | [9 empty] | CUT ALONG DOTTED LINE TO FIT INTO HOLDER
[37 empty] | PANEL: |  |  | MDB2 (NEW) | [6 empty] | PANEL: |  |  | MDB2 (NEW)
[37 empty] | FED FROM: |  |  | IREA NEW TEMP SERVICE | [6 empty] | FED FROM: |  |  | IREA NEW TEMP SERVICE
[37 empty] | VOLTAGE: 120/240V 1-PHASE 3 WIRE |  |  |  | PRINT DATE: |  |  | 2011-06-13 |  |  | VOLTAGE: 120/240V 1-PHASE 3 WIRE |  |  |  | PRINT DATE: |  |  | 2011-06-13
[36 empty] | 1 | CKT |  | LOAD |  | CKT |  | LOAD |  | 1 |  | CKT |  | LOAD |  | CKT |  | LOAD
[36 empty] | = | 43 | =P | LOAD |  | 44 | 0P | LOAD |  | 0 |  | 43 | =P | LOAD |  | 44 | 0P | LOAD
[36 empty] | = | 45 | =P | LOAD |  | 46 | 0P | LOAD |  | 0 |  | 43 | =P | LOAD |  | 46 | 0P | LOAD
[36 empty] | = | 47 | =P | LOAD |  | 48 | 0P | LOAD |  | 0 |  | 43 | =P | LOAD |  | 48 | 0P | LOAD
[36 empty] | = | 49 | =P | LOAD |  | 50 | 0P | LOAD |  | 0 |  | 43 | =P | LOAD |  | 50 | 0P | LOAD
[36 empty] | = | 51 | =P | LOAD |  | 52 | 0P | LOAD |  | 0 |  | 43 | =P | LOAD |  | 52 | 0P | LOAD
[36 empty] | = | 53 | =P | LOAD |  | 54 | 0P | LOAD |  | 0 |  | 43 | =P | LOAD |  | 54 | 0P | LOAD
[36 empty] | = | 55 | =P | LOAD |  | 56 | 0P | LOAD |  | 0 |  | 43 | =P | LOAD |  | 56 | 0P | LOAD
[36 empty] | = | 57 | =P | LOAD |  | 58 | 0P | LOAD |  | 0 |  | 43 | =P | LOAD |  | 58 | 0P | LOAD
[36 empty] | = | 59 | =P | LOAD |  | 60 | 0P | LOAD |  | 0 |  | 43 | =P | LOAD |  | 60 | 0P | LOAD
[36 empty] | = | 61 | =P | LOAD |  | 62 | 0P | LOAD |  | 0 |  | 43 | =P | LOAD |  | 62 | 0P | LOAD
[36 empty] | = | 63 | =P | LOAD |  | 64 | 0P | LOAD |  | 0 |  | 43 | =P | LOAD |  | 64 | 0P | LOAD
[36 empty] | = | 65 | =P | LOAD |  | 66 | 0P | LOAD |  | 0 |  | 43 | =P | LOAD |  | 66 | 0P | LOAD
[36 empty] | = | 67 | =P | LOAD |  | 68 | 0P | LOAD |  | 0 |  | 43 | =P | LOAD |  | 68 | 0P | LOAD
[36 empty] | = | 69 | =P | LOAD |  | 70 | 0P | LOAD |  | 0 |  | 43 | =P | LOAD |  | 70 | 0P | LOAD
[36 empty] | = | 71 | =P | LOAD |  | 72 | 0P | LOAD |  | 0 |  | 43 | =P | LOAD |  | 72 | 0P | LOAD
[36 empty] | = | 73 | =P | LOAD |  | 74 | 0P | LOAD |  | 0 |  | 43 | =P | LOAD |  | 74 | 0P | LOAD
[36 empty] | 0 | 75 | 0P | LOAD |  | 76 | 0P | LOAD |  | 0 |  | 43 | 0P | LOAD |  | 76 | 0P | LOAD
[36 empty] | 0 | 77 | 0P | LOAD |  | 78 | 0P | LOAD |  | 0 |  | 43 | 0P | LOAD |  | 78 | 0P | LOAD
[36 empty] | 0 | 79 | 0P | LOAD |  | 80 | 0P | LOAD |  | 0 |  | 43 | 0P | LOAD |  | 80 | 0P | LOAD
[36 empty] | 0 | 81 | 0P | LOAD |  | 82 | 0P | LOAD |  | 0 |  | 43 | 0P | LOAD |  | 82 | 0P | LOAD
[36 empty] | #REF! | 83 | #REF! | #REF! |  | 84 | #REF! | #REF! |  | #REF! |  | 43 | #REF! | #REF! |  | 84 | #REF! | #REF!
[37 empty] | CUT ALONG DOTTED LINE TO FIT INTO HOLDER | [9 empty] | CUT ALONG DOTTED LINE TO FIT INTO HOLDER
PANEL SCHED
PANEL SCHED

## P7
|  |  | PANEL: | P7 |  |  |  |  | LOCATION: | Manitou Site |  |  | FED FROM: | Site MDB2 #7 (100A/80F disc.) | [5 empty] | LAST UPDATED: | 2011-06-13
[10 empty] | (Bldg - Room) | [11 empty] | Template R0
|  |  |  | VOLTS (L-N): | 120 |  | BUSS AMPS: | 125 |  | MFG: | Unknown |  | NEUTRAL: | 100% |  |  |  | THIS COLOR = UNCONFIRMED DATA
|  |  |  | VOLTS (L-L): | 240 |  | MLO AMPS: |  |  | TYPE: | Unknown |  | GROUND: | FULL | [21 empty] | CAUTION - PANEL CARD TEMPLATES BELOW
|  |  |  | PHASE: | 1 |  | MCB AMPS: | 125 |  | MOUNT: | Surface |  | PANEL AIC RATING: | [22 empty] | DO NOT INSERT OR DELETE COLUMNS
|  |  |  | WIRE: | 3 |  | LOAD AMPS: | 52 |  |  |  |  | AVAIL FAULT-A HERE: | [12 empty] | LOAD TYPES
Note | Verified Date | Load Type | CIRCUIT DESCRIPTION |  |  |  |  | P | BKR AMP | VOLT AMPS | CKT NO | A | B | CKT NO | VOLT AMPS | BKR AMP | P | CIRCUIT DESCRIPTION |  |  |  |  | Load Type | Verified Date | Note |  | LIGHTING |  |  |  | MOTORS
[26 empty] | P | I | F | HID | R | LM | M | H | C | O
|  | C | AC Unit, 1.5 ton |  |  |  |  | 2 | 45 | 2640 | 1 | 2780 |  | 2 | 140 | 20 | 1 | Lights |  |  |  |  | F |  |  | 0 | 0 | 140 | 0 | 0 | 0 | 0 | 0 | 2640 | 0
|  | C | [7 empty] | 2640 | 3 |  | 2640 | 4 | 0 | 20 | 1 | Spare |  |  |  |  | R |  |  | 0 | 0 | 0 | 0 | 0 | 0 | 0 | 0 | 2640 | 0
|  | R | Spider A - Coleman Cable 01980 (inside loads) (G11, G13, G19, P2) |  |  |  |  | 2 | 30 | 2200 | 5 | 3510 |  | 6 | 1310 | 30 | 2 | Spider B - Coleman Cable 01980 (inside loads) (G12) |  |  |  |  | R |  |  | 0 | 0 | 0 | 0 | 3510 | 0 | 0 | 0 | 0 | 0
|  | R | [7 empty] | 2200 | 7 |  | 3510 | 8 | 1310 | [7 empty] | R |  |  | 0 | 0 | 0 | 0 | 3510 | 0 | 0 | 0 | 0 | 0
|  |  | Space |  |  |  |  | 1 |  |  | 9 |  |  | 10 |  |  | 1 | Space | [7 empty] | 0 | 0 | 0 | 0 | 0 | 0 | 0 | 0 | 0 | 0
|  |  | Space |  |  |  |  | 1 |  |  | 11 |  |  | 12 |  |  | 1 | Space | [7 empty] | 0 | 0 | 0 | 0 | 0 | 0 | 0 | 0 | 0 | 0
[11 empty] | CONNECTED VA: | 6290 | 6150 | = | 12440 | [10 empty] | 0 | 0 | 140 | 0 | 7020 | 0 | 0 | 0 | 5280 | 0
[11 empty] | CONNECTED (CALCULATED) AMPS/ PHASE: | 52.417 | 51.25 |  |  | FROM | TO |  |  | PHASE IMBALANCE
1 | [10 empty] | METERED AMPS (NOTE 1): |  |  |  | METER DATES: | 2006-12-12 | 2007-01-05 |  |  | A-B
[11 empty] | ADJUSTED VA: | 6290 | 6150 | = | 12440 |  |  |  |  | 2.226%
[9 empty] | TOTAL CONNECTED LOAD: | 12440 | VA / |  | 240 | 52 | AMPS |  |  |  | METERED IMBALANCE: |  | #REF! | #REF!
NOTES: (ANY REVISIONS, FIELD OR ENGINEERING NOTES)
|  |  | 1 | Metered amps - NEC 220.35 allows meter values in place of calculated values. Adding meter values adjusts all panel VA's to match the actual meter value.
2
3
|  |  | (NEC 215.5) |  |  | WATTS | PWR FACT |  | VA |  | NEC |  | NEC VA LOAD
|  |  | P=PANEL |  |  | 0 | 100% | = | 0 | @ | 100% | = | 0
|  |  | LIGHTING (NEC 215.2) | [11 empty] | 30 | New 30amp, 2P breaker (typical 2)
|  |  | I = Incandescent |  |  | 0 | 100% | = | 0 | @ | 125% | = | 0
|  |  | F = Fluorescent |  |  | 133 | 95% | = | 140 | @ | 125% | = | 175
|  |  | HID = HID |  |  | 0 | 90% | = | 0 | @ | 125% | = | 0
R = RECEPTACLE (NEC 220.14)
|  |  | First 10 KW |  |  | 7020 | 100% | = | 7020 | @ | 100% | = | 7020
|  |  | Remainder |  |  | 0 | 100% | = | 0 | @ | 50% | = | 0
MOTORS (NEC 430.24)
|  |  | LM = Largest Motor |  |  | 0 | 80% | = | 0 | @ | 125% | = | 0
|  |  | M = Motors |  |  | 0 | 80% | = | 0 | @ | 100% | = | 0
|  |  | H=HEATING |  |  | 0 | 80% | = | 0 | @ | 100% | = | 0
|  |  | C=COOLING |  |  | 4224 | 80% | = | 5280 | @ | 100% | = | 5280
|  |  | O=OTHER |  |  | 0 | 100% | = | 0 | @ | 100% | = | 0
[6 empty] | 11377 | W |  | 12440 | VA |  |  | 12475 | VA
[12 empty] | MIN PANEL SIZE: | 52 | AMPS
CAUTION - PANEL CARD TEMPLATES TO THE RIGHT | [36 empty] | GE PANEL CARD (4-1/4" wide) | [8 empty] | SQ D PANEL CARD ---------> | SQ D PANEL CARD (5-1/4" wide)
DO NOT INSERT OR DELETE ROWS | [36 empty] | CUT ALONG DOTTED LINE TO FIT INTO HOLDER | [9 empty] | CUT ALONG DOTTED LINE TO FIT INTO HOLDER
[37 empty] | PANEL: |  |  | P7 | [5 empty] | Notes; | PANEL: |  |  | P7
[37 empty] | FED FROM: |  |  | Site MDB2 #7 (100A/80F disc.) | [5 empty] | 1) GE NLAB sleeves are 4-1/4" wide, set print setup to 68% actual. | FED FROM: |  |  | Site MDB2 #7 (100A/80F disc.)
[37 empty] | VOLTAGE: 120/240V 1-PHASE 3 WIRE |  |  |  | PRINT DATE: |  |  | 2011-06-13 |  | 2) SQ D sleeves are 5-3/4" wide, set print setup to 62% | VOLTAGE: 120/240V 1-PHASE 3 WIRE |  |  |  | PRINT DATE: |  |  | 2011-06-13
[36 empty] | 1 | CKT |  | LOAD |  | CKT |  | LOAD |  | 1 | 3) SQ D single side schedules fit in 4-1/4" sleeves, set print setup to 68%. | CKT |  | LOAD |  | CKT |  | LOAD
[36 empty] | 2 | 1 | 2P | AC Unit, 1.5 ton |  | 2 | 1P | Lights |  | 1 |  | 1 | 2P | AC Unit, 1.5 ton |  | 2 | 1P | Lights
[36 empty] | 2 | 3 | 2P | AC Unit, 1.5 ton |  | 4 | 1P | Spare |  | 1 |  | 3 | 2P | AC Unit, 1.5 ton |  | 4 | 1P | Spare
[36 empty] | 2 | 5 | 2P | AC Unit, 1.5 ton |  | 6 | 2P | Spider B - Coleman Cable 01980 (inside loads) (G12) |  | 2 |  | 5 | 2P | AC Unit, 1.5 ton |  | 6 | 2P | Spider B - Coleman Cable 01980 (inside loads) (G12)
[36 empty] | 2 | 7 | 2P | AC Unit, 1.5 ton |  | 8 | 2P | Spider B - Coleman Cable 01980 (inside loads) (G12) |  | 2 |  | 7 | 2P | AC Unit, 1.5 ton |  | 8 | 2P | Spider B - Coleman Cable 01980 (inside loads) (G12)
[36 empty] | 1 | 9 | 1P | Space |  | 10 | 1P | Space |  | 1 |  | 9 | 1P | Space |  | 10 | 1P | Space
[36 empty] | 1 | 11 | 1P | Space |  | 12 | 1P | Space |  | 1 |  | 11 | 1P | Space |  | 12 | 1P | Space
[36 empty] | #REF! | 13 | #REF! | #REF! |  | 14 | #REF! | #REF! |  | #REF! |  | 13 | #REF! | #REF! |  | 14 | #REF! | #REF!
[36 empty] | #REF! | 15 | #REF! | #REF! |  | 16 | #REF! | #REF! |  | #REF! |  | 15 | #REF! | #REF! |  | 16 | #REF! | #REF!
[36 empty] | #REF! | 17 | #REF! | #REF! |  | 18 | #REF! | #REF! |  | #REF! |  | 17 | #REF! | #REF! |  | 18 | #REF! | #REF!
[36 empty] | #REF! | 19 | #REF! | #REF! |  | 20 | #REF! | #REF! |  | #REF! |  | 19 | #REF! | #REF! |  | 20 | #REF! | #REF!
[36 empty] | #REF! | 21 | #REF! | #REF! |  | 22 | #REF! | #REF! |  | #REF! |  | 21 | #REF! | #REF! |  | 22 | #REF! | #REF!
[36 empty] | #REF! | 23 | #REF! | #REF! |  | 24 | #REF! | #REF! |  | #REF! |  | 23 | #REF! | #REF! |  | 24 | #REF! | #REF!
[36 empty] | #REF! | 25 | #REF! | #REF! |  | 26 | #REF! | #REF! |  | #REF! |  | 25 | #REF! | #REF! |  | 26 | #REF! | #REF!
[36 empty] | #REF! | 27 | #REF! | #REF! |  | 28 | #REF! | #REF! |  | #REF! |  | 27 | #REF! | #REF! |  | 28 | #REF! | #REF!
[36 empty] | #REF! | 29 | #REF! | #REF! |  | 30 | #REF! | #REF! |  | #REF! |  | 29 | #REF! | #REF! |  | 30 | #REF! | #REF!
[36 empty] | #REF! | 31 | #REF! | #REF! |  | 32 | #REF! | #REF! |  | #REF! |  | 31 | #REF! | #REF! |  | 32 | #REF! | #REF!
[36 empty] | #REF! | 33 | #REF! | #REF! |  | 34 | #REF! | #REF! |  | #REF! |  | 33 | #REF! | #REF! |  | 34 | #REF! | #REF!
[36 empty] | #REF! | 35 | #REF! | #REF! |  | 36 | #REF! | #REF! |  | #REF! |  | 35 | #REF! | #REF! |  | 36 | #REF! | #REF!
[36 empty] | #REF! | 37 | #REF! | #REF! |  | 38 | #REF! | #REF! |  | #REF! |  | 37 | #REF! | #REF! |  | 38 | #REF! | #REF!
[36 empty] | #REF! | 39 | #REF! | #REF! |  | 40 | #REF! | #REF! |  | #REF! |  | 39 | #REF! | #REF! |  | 40 | #REF! | #REF!
[36 empty] | #REF! | 41 | #REF! | #REF! |  | 42 | #REF! | #REF! |  | #REF! |  | 41 | #REF! | #REF! |  | 42 | #REF! | #REF!
[37 empty] | CUT ALONG DOTTED LINE TO FIT INTO HOLDER | [9 empty] | CUT ALONG DOTTED LINE TO FIT INTO HOLDER
[37 empty] | CUT ALONG DOTTED LINE TO FIT INTO HOLDER | [9 empty] | CUT ALONG DOTTED LINE TO FIT INTO HOLDER
[37 empty] | PANEL: |  |  | P7 | [6 empty] | PANEL: |  |  | P7
[37 empty] | FED FROM: |  |  | Site MDB2 #7 (100A/80F disc.) | [6 empty] | FED FROM: |  |  | Site MDB2 #7 (100A/80F disc.)
[37 empty] | VOLTAGE: 120/240V 1-PHASE 3 WIRE |  |  |  | PRINT DATE: |  |  | 2011-06-13 |  |  | VOLTAGE: 120/240V 1-PHASE 3 WIRE |  |  |  | PRINT DATE: |  |  | 2011-06-13
[36 empty] | 1 | CKT |  | LOAD |  | CKT |  | LOAD |  | 1 |  | CKT |  | LOAD |  | CKT |  | LOAD
[36 empty] | = | 43 | =P | LOAD |  | 44 | 0P | LOAD |  | 0 |  | 43 | =P | LOAD |  | 44 | 0P | LOAD
[36 empty] | = | 45 | =P | LOAD |  | 46 | 0P | LOAD |  | 0 |  | 43 | =P | LOAD |  | 46 | 0P | LOAD
[36 empty] | = | 47 | =P | LOAD |  | 48 | 0P | LOAD |  | 0 |  | 43 | =P | LOAD |  | 48 | 0P | LOAD
[36 empty] | = | 49 | =P | LOAD |  | 50 | 0P | LOAD |  | 0 |  | 43 | =P | LOAD |  | 50 | 0P | LOAD
[36 empty] | = | 51 | =P | LOAD |  | 52 | 0P | LOAD |  | 0 |  | 43 | =P | LOAD |  | 52 | 0P | LOAD
[36 empty] | = | 53 | =P | LOAD |  | 54 | #REF! | #REF! |  | #REF! |  | 43 | =P | LOAD |  | 54 | #REF! | #REF!
[36 empty] | = | 55 | =P | LOAD |  | 56 | #REF! | #REF! |  | #REF! |  | 43 | =P | LOAD |  | 56 | #REF! | #REF!
[36 empty] | = | 57 | =P | LOAD |  | 58 | #REF! | #REF! |  | #REF! |  | 43 | =P | LOAD |  | 58 | #REF! | #REF!
[36 empty] | = | 59 | =P | LOAD |  | 60 | #REF! | #REF! |  | #REF! |  | 43 | =P | LOAD |  | 60 | #REF! | #REF!
[36 empty] | = | 61 | =P | LOAD |  | 62 | 0P | #REF! |  | 0 |  | 43 | =P | LOAD |  | 62 | 0P | #REF!
[36 empty] | = | 63 | =P | LOAD |  | 64 | 0P | #REF! |  | 0 |  | 43 | =P | LOAD |  | 64 | 0P | #REF!
[36 empty] | = | 65 | =P | LOAD |  | 66 | 0P | #REF! |  | 0 |  | 43 | =P | LOAD |  | 66 | 0P | #REF!
[36 empty] | = | 67 | =P | LOAD |  | 68 | 0P | #REF! |  | 0 |  | 43 | =P | LOAD |  | 68 | 0P | #REF!
[36 empty] | = | 69 | =P | LOAD |  | 70 | 0P | #REF! |  | 0 |  | 43 | =P | LOAD |  | 70 | 0P | #REF!
[36 empty] | = | 71 | =P | LOAD |  | 72 | 0P | #REF! |  | 0 |  | 43 | =P | LOAD |  | 72 | 0P | #REF!
[36 empty] | = | 73 | =P | LOAD |  | 74 | 0P | #REF! |  | 0 |  | 43 | =P | LOAD |  | 74 | 0P | #REF!
[36 empty] | 0 | 75 | 0P | LOAD |  | 76 | 0P | #REF! |  | 0 |  | 43 | 0P | LOAD |  | 76 | 0P | #REF!
[36 empty] | 0 | 77 | 0P | LOAD |  | 78 | 0P | #REF! |  | 0 |  | 43 | 0P | LOAD |  | 78 | 0P | #REF!
[36 empty] | 0 | 79 | 0P | LOAD |  | 80 | 0P | #REF! |  | 0 |  | 43 | 0P | LOAD |  | 80 | 0P | #REF!
[36 empty] | 0 | 81 | 0P | LOAD |  | 82 | 0P | #REF! |  | 0 |  | 43 | 0P | LOAD |  | 82 | 0P | #REF!
[36 empty] | 0 | 83 | 0P | LOAD |  | 84 | 0P | #REF! |  | 0 |  | 43 | 0P | LOAD |  | 84 | 0P | #REF!
[37 empty] | CUT ALONG DOTTED LINE TO FIT INTO HOLDER | [9 empty] | CUT ALONG DOTTED LINE TO FIT INTO HOLDER
PANEL SCHED
PANEL SCHED

## P8
|  |  | PANEL: | P8 |  |  |  |  | LOCATION: | Manitou Site |  |  | FED FROM: | Site MDB2 #8 (100A/80F disc.) | [5 empty] | LAST UPDATED: | 2011-06-13
[10 empty] | (Bldg - Room) | [11 empty] | Template R0
|  |  |  | VOLTS (L-N): | 120 |  | BUSS AMPS: | 125 |  | MFG: | Unknown |  | NEUTRAL: | 100% |  |  |  | THIS COLOR = UNCONFIRMED DATA
|  |  |  | VOLTS (L-L): | 240 |  | MLO AMPS: |  |  | TYPE: | Unknown |  | GROUND: | FULL | [21 empty] | CAUTION - PANEL CARD TEMPLATES BELOW
|  |  |  | PHASE: | 1 |  | MCB AMPS: | 125 |  | MOUNT: | Surface |  | PANEL AIC RATING: | [22 empty] | DO NOT INSERT OR DELETE COLUMNS
|  |  |  | WIRE: | 3 |  | LOAD AMPS: | 54 |  |  |  |  | AVAIL FAULT-A HERE: | [12 empty] | LOAD TYPES
Note | Verified Date | Load Type | CIRCUIT DESCRIPTION |  |  |  |  | P | BKR AMP | VOLT AMPS | CKT NO | A | B | CKT NO | VOLT AMPS | BKR AMP | P | CIRCUIT DESCRIPTION |  |  |  |  | Load Type | Verified Date | Note |  | LIGHTING |  |  |  | MOTORS
[26 empty] | P | I | F | HID | R | LM | M | H | C | O
|  | C | AC Unit, 1.5 ton |  |  |  |  | 2 | 45 | 2640 | 1 | 2780 |  | 2 | 140 | 20 | 1 | Lights |  |  |  |  | F |  |  | 0 | 0 | 140 | 0 | 0 | 0 | 0 | 0 | 2640 | 0
|  | C | [7 empty] | 2640 | 3 |  | 2640 | 4 | 0 | 20 | 1 | Spare |  |  |  |  | R |  |  | 0 | 0 | 0 | 0 | 0 | 0 | 0 | 0 | 2640 | 0
|  | R | Spider A - Coleman Cable 01980 (inside loads) (P6, P7, P29a, P29b) |  |  |  |  | 2 | 30 | 2200 | 5 | 3750 |  | 6 | 1550 | 30 | 2 | Spider B - Coleman Cable 01980 (inside loads) (P5) |  |  |  |  | R |  |  | 0 | 0 | 0 | 0 | 3750 | 0 | 0 | 0 | 0 | 0
|  | R | [7 empty] | 2200 | 7 |  | 3750 | 8 | 1550 | [7 empty] | R |  |  | 0 | 0 | 0 | 0 | 3750 | 0 | 0 | 0 | 0 | 0
|  |  | Space |  |  |  |  | 1 |  |  | 9 |  |  | 10 |  |  | 1 | Space | [7 empty] | 0 | 0 | 0 | 0 | 0 | 0 | 0 | 0 | 0 | 0
|  |  | Space |  |  |  |  | 1 |  |  | 11 |  |  | 12 |  |  | 1 | Space | [7 empty] | 0 | 0 | 0 | 0 | 0 | 0 | 0 | 0 | 0 | 0
[11 empty] | CONNECTED VA: | 6530 | 6390 | = | 12920 | [10 empty] | 0 | 0 | 140 | 0 | 7500 | 0 | 0 | 0 | 5280 | 0
[11 empty] | CONNECTED (CALCULATED) AMPS/ PHASE: | 54.417 | 53.25 |  |  | FROM | TO |  |  | PHASE IMBALANCE
1 | [10 empty] | METERED AMPS (NOTE 1): |  |  |  | METER DATES: | 2006-12-12 | 2007-01-05 |  |  | A-B
[11 empty] | ADJUSTED VA: | 6530 | 6390 | = | 12920 |  |  |  |  | 2.144%
[9 empty] | TOTAL CONNECTED LOAD: | 12920 | VA / |  | 240 | 54 | AMPS |  |  |  | METERED IMBALANCE: |  | #REF! | #REF!
NOTES: (ANY REVISIONS, FIELD OR ENGINEERING NOTES)
|  |  | 1 | Metered amps - NEC 220.35 allows meter values in place of calculated values. Adding meter values adjusts all panel VA's to match the actual meter value.
2
3
|  |  | (NEC 215.5) |  |  | WATTS | PWR FACT |  | VA |  | NEC |  | NEC VA LOAD
|  |  | P=PANEL |  |  | 0 | 100% | = | 0 | @ | 100% | = | 0
|  |  | LIGHTING (NEC 215.2) | [11 empty] | 30 | New 30amp, 2P breaker (typical 2)
|  |  | I = Incandescent |  |  | 0 | 100% | = | 0 | @ | 125% | = | 0
|  |  | F = Fluorescent |  |  | 133 | 95% | = | 140 | @ | 125% | = | 175
|  |  | HID = HID |  |  | 0 | 90% | = | 0 | @ | 125% | = | 0
R = RECEPTACLE (NEC 220.14)
|  |  | First 10 KW |  |  | 7500 | 100% | = | 7500 | @ | 100% | = | 7500
|  |  | Remainder |  |  | 0 | 100% | = | 0 | @ | 50% | = | 0
MOTORS (NEC 430.24)
|  |  | LM = Largest Motor |  |  | 0 | 80% | = | 0 | @ | 125% | = | 0
|  |  | M = Motors |  |  | 0 | 80% | = | 0 | @ | 100% | = | 0
|  |  | H=HEATING |  |  | 0 | 80% | = | 0 | @ | 100% | = | 0
|  |  | C=COOLING |  |  | 4224 | 80% | = | 5280 | @ | 100% | = | 5280
|  |  | O=OTHER |  |  | 0 | 100% | = | 0 | @ | 100% | = | 0
[6 empty] | 11857 | W |  | 12920 | VA |  |  | 12955 | VA
[12 empty] | MIN PANEL SIZE: | 54 | AMPS
CAUTION - PANEL CARD TEMPLATES TO THE RIGHT | [36 empty] | GE PANEL CARD (4-1/4" wide) | [8 empty] | SQ D PANEL CARD ---------> | SQ D PANEL CARD (5-1/4" wide)
DO NOT INSERT OR DELETE ROWS | [36 empty] | CUT ALONG DOTTED LINE TO FIT INTO HOLDER | [9 empty] | CUT ALONG DOTTED LINE TO FIT INTO HOLDER
[37 empty] | PANEL: |  |  | P8 | [5 empty] | Notes; | PANEL: |  |  | P8
[37 empty] | FED FROM: |  |  | Site MDB2 #8 (100A/80F disc.) | [5 empty] | 1) GE NLAB sleeves are 4-1/4" wide, set print setup to 68% actual. | FED FROM: |  |  | Site MDB2 #8 (100A/80F disc.)
[37 empty] | VOLTAGE: 120/240V 1-PHASE 3 WIRE |  |  |  | PRINT DATE: |  |  | 2011-06-13 |  | 2) SQ D sleeves are 5-3/4" wide, set print setup to 62% | VOLTAGE: 120/240V 1-PHASE 3 WIRE |  |  |  | PRINT DATE: |  |  | 2011-06-13
[36 empty] | 1 | CKT |  | LOAD |  | CKT |  | LOAD |  | 1 | 3) SQ D single side schedules fit in 4-1/4" sleeves, set print setup to 68%. | CKT |  | LOAD |  | CKT |  | LOAD
[36 empty] | 2 | 1 | 2P | AC Unit, 1.5 ton |  | 2 | 1P | Lights |  | 1 |  | 1 | 2P | AC Unit, 1.5 ton |  | 2 | 1P | Lights
[36 empty] | 2 | 3 | 2P | AC Unit, 1.5 ton |  | 4 | 1P | Spare |  | 1 |  | 3 | 2P | AC Unit, 1.5 ton |  | 4 | 1P | Spare
[36 empty] | 2 | 5 | 2P | AC Unit, 1.5 ton |  | 6 | 2P | Spider B - Coleman Cable 01980 (inside loads) (P5) |  | 2 |  | 5 | 2P | AC Unit, 1.5 ton |  | 6 | 2P | Spider B - Coleman Cable 01980 (inside loads) (P5)
[36 empty] | 2 | 7 | 2P | AC Unit, 1.5 ton |  | 8 | 2P | Spider B - Coleman Cable 01980 (inside loads) (P5) |  | 2 |  | 7 | 2P | AC Unit, 1.5 ton |  | 8 | 2P | Spider B - Coleman Cable 01980 (inside loads) (P5)
[36 empty] | 1 | 9 | 1P | Space |  | 10 | 1P | Space |  | 1 |  | 9 | 1P | Space |  | 10 | 1P | Space
[36 empty] | 1 | 11 | 1P | Space |  | 12 | 1P | Space |  | 1 |  | 11 | 1P | Space |  | 12 | 1P | Space
[36 empty] | #REF! | 13 | #REF! | #REF! |  | 14 | #REF! | #REF! |  | #REF! |  | 13 | #REF! | #REF! |  | 14 | #REF! | #REF!
[36 empty] | #REF! | 15 | #REF! | #REF! |  | 16 | #REF! | #REF! |  | #REF! |  | 15 | #REF! | #REF! |  | 16 | #REF! | #REF!
[36 empty] | #REF! | 17 | #REF! | #REF! |  | 18 | #REF! | #REF! |  | #REF! |  | 17 | #REF! | #REF! |  | 18 | #REF! | #REF!
[36 empty] | #REF! | 19 | #REF! | #REF! |  | 20 | #REF! | #REF! |  | #REF! |  | 19 | #REF! | #REF! |  | 20 | #REF! | #REF!
[36 empty] | #REF! | 21 | #REF! | #REF! |  | 22 | #REF! | #REF! |  | #REF! |  | 21 | #REF! | #REF! |  | 22 | #REF! | #REF!
[36 empty] | #REF! | 23 | #REF! | #REF! |  | 24 | #REF! | #REF! |  | #REF! |  | 23 | #REF! | #REF! |  | 24 | #REF! | #REF!
[36 empty] | #REF! | 25 | #REF! | #REF! |  | 26 | #REF! | #REF! |  | #REF! |  | 25 | #REF! | #REF! |  | 26 | #REF! | #REF!
[36 empty] | #REF! | 27 | #REF! | #REF! |  | 28 | #REF! | #REF! |  | #REF! |  | 27 | #REF! | #REF! |  | 28 | #REF! | #REF!
[36 empty] | #REF! | 29 | #REF! | #REF! |  | 30 | #REF! | #REF! |  | #REF! |  | 29 | #REF! | #REF! |  | 30 | #REF! | #REF!
[36 empty] | #REF! | 31 | #REF! | #REF! |  | 32 | #REF! | #REF! |  | #REF! |  | 31 | #REF! | #REF! |  | 32 | #REF! | #REF!
[36 empty] | #REF! | 33 | #REF! | #REF! |  | 34 | #REF! | #REF! |  | #REF! |  | 33 | #REF! | #REF! |  | 34 | #REF! | #REF!
[36 empty] | #REF! | 35 | #REF! | #REF! |  | 36 | #REF! | #REF! |  | #REF! |  | 35 | #REF! | #REF! |  | 36 | #REF! | #REF!
[36 empty] | #REF! | 37 | #REF! | #REF! |  | 38 | #REF! | #REF! |  | #REF! |  | 37 | #REF! | #REF! |  | 38 | #REF! | #REF!
[36 empty] | #REF! | 39 | #REF! | #REF! |  | 40 | #REF! | #REF! |  | #REF! |  | 39 | #REF! | #REF! |  | 40 | #REF! | #REF!
[36 empty] | #REF! | 41 | #REF! | #REF! |  | 42 | #REF! | #REF! |  | #REF! |  | 41 | #REF! | #REF! |  | 42 | #REF! | #REF!
[37 empty] | CUT ALONG DOTTED LINE TO FIT INTO HOLDER | [9 empty] | CUT ALONG DOTTED LINE TO FIT INTO HOLDER
[37 empty] | CUT ALONG DOTTED LINE TO FIT INTO HOLDER | [9 empty] | CUT ALONG DOTTED LINE TO FIT INTO HOLDER
[37 empty] | PANEL: |  |  | P8 | [6 empty] | PANEL: |  |  | P8
[37 empty] | FED FROM: |  |  | Site MDB2 #8 (100A/80F disc.) | [6 empty] | FED FROM: |  |  | Site MDB2 #8 (100A/80F disc.)
[37 empty] | VOLTAGE: 120/240V 1-PHASE 3 WIRE |  |  |  | PRINT DATE: |  |  | 2011-06-13 |  |  | VOLTAGE: 120/240V 1-PHASE 3 WIRE |  |  |  | PRINT DATE: |  |  | 2011-06-13
[36 empty] | 1 | CKT |  | LOAD |  | CKT |  | LOAD |  | 1 |  | CKT |  | LOAD |  | CKT |  | LOAD
[36 empty] | = | 43 | =P | LOAD |  | 44 | 0P | LOAD |  | 0 |  | 43 | =P | LOAD |  | 44 | 0P | LOAD
[36 empty] | = | 45 | =P | LOAD |  | 46 | 0P | LOAD |  | 0 |  | 43 | =P | LOAD |  | 46 | 0P | LOAD
[36 empty] | = | 47 | =P | LOAD |  | 48 | 0P | LOAD |  | 0 |  | 43 | =P | LOAD |  | 48 | 0P | LOAD
[36 empty] | = | 49 | =P | LOAD |  | 50 | 0P | LOAD |  | 0 |  | 43 | =P | LOAD |  | 50 | 0P | LOAD
[36 empty] | = | 51 | =P | LOAD |  | 52 | 0P | LOAD |  | 0 |  | 43 | =P | LOAD |  | 52 | 0P | LOAD
[36 empty] | = | 53 | =P | LOAD |  | 54 | 0P | LOAD |  | 0 |  | 43 | =P | LOAD |  | 54 | 0P | LOAD
[36 empty] | = | 55 | =P | LOAD |  | 56 | 0P | LOAD |  | 0 |  | 43 | =P | LOAD |  | 56 | 0P | LOAD
[36 empty] | = | 57 | =P | LOAD |  | 58 | 0P | LOAD |  | 0 |  | 43 | =P | LOAD |  | 58 | 0P | LOAD
[36 empty] | = | 59 | =P | LOAD |  | 60 | 0P | LOAD |  | 0 |  | 43 | =P | LOAD |  | 60 | 0P | LOAD
[36 empty] | = | 61 | =P | LOAD |  | 62 | 0P | LOAD |  | 0 |  | 43 | =P | LOAD |  | 62 | 0P | LOAD
[36 empty] | = | 63 | =P | LOAD |  | 64 | 0P | LOAD |  | 0 |  | 43 | =P | LOAD |  | 64 | 0P | LOAD
[36 empty] | = | 65 | =P | LOAD |  | 66 | 0P | LOAD |  | 0 |  | 43 | =P | LOAD |  | 66 | 0P | LOAD
[36 empty] | = | 67 | =P | LOAD |  | 68 | 0P | LOAD |  | 0 |  | 43 | =P | LOAD |  | 68 | 0P | LOAD
[36 empty] | = | 69 | =P | LOAD |  | 70 | 0P | LOAD |  | 0 |  | 43 | =P | LOAD |  | 70 | 0P | LOAD
[36 empty] | = | 71 | =P | LOAD |  | 72 | 0P | LOAD |  | 0 |  | 43 | =P | LOAD |  | 72 | 0P | LOAD
[36 empty] | = | 73 | =P | LOAD |  | 74 | 0P | LOAD |  | 0 |  | 43 | =P | LOAD |  | 74 | 0P | LOAD
[36 empty] | 0 | 75 | 0P | LOAD |  | 76 | 0P | LOAD |  | 0 |  | 43 | 0P | LOAD |  | 76 | 0P | LOAD
[36 empty] | 0 | 77 | 0P | LOAD |  | 78 | 0P | LOAD |  | 0 |  | 43 | 0P | LOAD |  | 78 | 0P | LOAD
[36 empty] | 0 | 79 | 0P | LOAD |  | 80 | 0P | LOAD |  | 0 |  | 43 | 0P | LOAD |  | 80 | 0P | LOAD
[36 empty] | 0 | 81 | 0P | LOAD |  | 82 | 0P | LOAD |  | 0 |  | 43 | 0P | LOAD |  | 82 | 0P | LOAD
[36 empty] | 0 | 83 | 0P | LOAD |  | 84 | 0P | LOAD |  | 0 |  | 43 | 0P | LOAD |  | 84 | 0P | LOAD
[37 empty] | CUT ALONG DOTTED LINE TO FIT INTO HOLDER | [9 empty] | CUT ALONG DOTTED LINE TO FIT INTO HOLDER
PANEL SCHED
PANEL SCHED

## P9
|  |  | PANEL: | P9 |  |  |  |  | LOCATION: | Manitou Site |  |  | FED FROM: | Site MDB2 #9 (200/125F disc.) | [5 empty] | LAST UPDATED: | 2011-06-13
[10 empty] | (Bldg - Room) | [11 empty] | Template R0
|  |  |  | VOLTS (L-N): | 120 |  | BUSS AMPS: | 125 |  | MFG: | Unknown |  | NEUTRAL: | 100% |  |  |  | THIS COLOR = UNCONFIRMED DATA
|  |  |  | VOLTS (L-L): | 240 |  | MLO AMPS: |  |  | TYPE: | Unknown |  | GROUND: | FULL | [21 empty] | CAUTION - PANEL CARD TEMPLATES BELOW
|  |  |  | PHASE: | 1 |  | MCB AMPS: | 125 |  | MOUNT: | Surface |  | PANEL AIC RATING: | [22 empty] | DO NOT INSERT OR DELETE COLUMNS
|  |  |  | WIRE: | 3 |  | LOAD AMPS: | 108 |  |  |  |  | AVAIL FAULT-A HERE: | [12 empty] | LOAD TYPES
Note | Verified Date | Load Type | CIRCUIT DESCRIPTION |  |  |  |  | P | BKR AMP | VOLT AMPS | CKT NO | A | B | CKT NO | VOLT AMPS | BKR AMP | P | CIRCUIT DESCRIPTION |  |  |  |  | Load Type | Verified Date | Note |  | LIGHTING |  |  |  | MOTORS
[26 empty] | P | I | F | HID | R | LM | M | H | C | O
|  | C | AC Unit, 1.5 ton |  |  |  |  | 2 | 45 | 2640 | 1 | 5280 |  | 2 | 2640 | 45 | 2 | AC Unit, 1.5 ton |  |  |  |  | C |  |  | 0 | 0 | 0 | 0 | 0 | 0 | 0 | 0 | 5280 | 0
|  | C | [7 empty] | 2640 | 3 |  | 5280 | 4 | 2640 | [7 empty] | C |  |  | 0 | 0 | 0 | 0 | 0 | 0 | 0 | 0 | 5280 | 0
|  | R | Spider A - Coleman Cable 01980 (inside loads) (P4, P22, P21, P31) |  |  |  |  | 2 | 30 | 2050 | 5 | 2190 |  | 6 | 140 | 20 | 1 | Lights, trailer |  |  |  |  | F |  |  | 0 | 0 | 140 | 0 | 2050 | 0 | 0 | 0 | 0 | 0
|  | R | [7 empty] | 2050 | 7 |  | 3730 | 8 | 1680 | 20 | 1 | Wall Recepts (P22) |  |  |  |  | R |  |  | 0 | 0 | 0 | 0 | 3730 | 0 | 0 | 0 | 0 | 0
|  | R | Spider B - Coleman Cable 01980 (inside loads) (P18, P23, P25, P28) |  |  |  |  | 2 | 30 | 2400 | 9 | 4750 |  | 10 | 2350 | 30 | 2 | Spider C - Coleman Cable 01980 (outside loads) (P13, P21, P22, P26, P30) |  |  |  |  | R |  |  | 0 | 0 | 0 | 0 | 4750 | 0 | 0 | 0 | 0 | 0
|  | R | [7 empty] | 2400 | 11 |  | 4750 | 12 | 2350 | [7 empty] | R |  |  | 0 | 0 | 0 | 0 | 4750 | 0 | 0 | 0 | 0 | 0
[11 empty] | CONNECTED VA: | 12220 | 13760 | = | 25980 | [10 empty] | 0 | 0 | 140 | 0 | 15280 | 0 | 0 | 0 | 10560 | 0
[11 empty] | CONNECTED (CALCULATED) AMPS/ PHASE: | 101.833 | 114.667 |  |  | FROM | TO |  |  | PHASE IMBALANCE
1 | [10 empty] | METERED AMPS (NOTE 1): |  |  |  | METER DATES: | 2006-12-12 | 2007-01-05 |  |  | A-B
[11 empty] | ADJUSTED VA: | 12220 | 13760 | = | 25980 |  |  |  |  | 11.19%
[9 empty] | TOTAL CONNECTED LOAD: | 25980 | VA / |  | 240 | 108 | AMPS |  |  |  | METERED IMBALANCE: |  | #REF! | #REF!
NOTES: (ANY REVISIONS, FIELD OR ENGINEERING NOTES)
|  |  | 1 | Metered amps - NEC 220.35 allows meter values in place of calculated values. Adding meter values adjusts all panel VA's to match the actual meter value.
2
3
|  |  | (NEC 215.5) |  |  | WATTS | PWR FACT |  | VA |  | NEC |  | NEC VA LOAD
|  |  | P=PANEL |  |  | 0 | 100% | = | 0 | @ | 100% | = | 0
LIGHTING (NEC 215.2)
|  |  | I = Incandescent |  |  | 0 | 100% | = | 0 | @ | 125% | = | 0
|  |  | F = Fluorescent |  |  | 133 | 95% | = | 140 | @ | 125% | = | 175
|  |  | HID = HID |  |  | 0 | 90% | = | 0 | @ | 125% | = | 0 |  | 30 | New 30amp, 2P breaker (typical 3)
R = RECEPTACLE (NEC 220.14)
|  |  | First 10 KW |  |  | 10000 | 100% | = | 10000 | @ | 100% | = | 10000
|  |  | Remainder |  |  | 5280 | 100% | = | 5280 | @ | 50% | = | 2640
MOTORS (NEC 430.24)
|  |  | LM = Largest Motor |  |  | 0 | 80% | = | 0 | @ | 125% | = | 0
|  |  | M = Motors |  |  | 0 | 80% | = | 0 | @ | 100% | = | 0
|  |  | H=HEATING |  |  | 0 | 80% | = | 0 | @ | 100% | = | 0
|  |  | C=COOLING |  |  | 8448 | 80% | = | 10560 | @ | 100% | = | 10560
|  |  | O=OTHER |  |  | 0 | 100% | = | 0 | @ | 100% | = | 0
[6 empty] | 23861 | W |  | 25980 | VA |  |  | 23375 | VA
[12 empty] | MIN PANEL SIZE: | 97 | AMPS
CAUTION - PANEL CARD TEMPLATES TO THE RIGHT | [36 empty] | GE PANEL CARD (4-1/4" wide) | [8 empty] | SQ D PANEL CARD ---------> | SQ D PANEL CARD (5-1/4" wide)
DO NOT INSERT OR DELETE ROWS | [36 empty] | CUT ALONG DOTTED LINE TO FIT INTO HOLDER | [9 empty] | CUT ALONG DOTTED LINE TO FIT INTO HOLDER
[37 empty] | PANEL: |  |  | P9 | [5 empty] | Notes; | PANEL: |  |  | P9
[37 empty] | FED FROM: |  |  | Site MDB2 #9 (200/125F disc.) | [5 empty] | 1) GE NLAB sleeves are 4-1/4" wide, set print setup to 68% actual. | FED FROM: |  |  | Site MDB2 #9 (200/125F disc.)
[37 empty] | VOLTAGE: 120/240V 1-PHASE 3 WIRE |  |  |  | PRINT DATE: |  |  | 2011-06-13 |  | 2) SQ D sleeves are 5-3/4" wide, set print setup to 62% | VOLTAGE: 120/240V 1-PHASE 3 WIRE |  |  |  | PRINT DATE: |  |  | 2011-06-13
[36 empty] | 1 | CKT |  | LOAD |  | CKT |  | LOAD |  | 1 | 3) SQ D single side schedules fit in 4-1/4" sleeves, set print setup to 68%. | CKT |  | LOAD |  | CKT |  | LOAD
[36 empty] | 2 | 1 | 2P | AC Unit, 1.5 ton |  | 2 | 2P | AC Unit, 1.5 ton |  | 2 |  | 1 | 2P | AC Unit, 1.5 ton |  | 2 | 2P | AC Unit, 1.5 ton
[36 empty] | 2 | 3 | 2P | AC Unit, 1.5 ton |  | 4 | 2P | AC Unit, 1.5 ton |  | 2 |  | 3 | 2P | AC Unit, 1.5 ton |  | 4 | 2P | AC Unit, 1.5 ton
[36 empty] | 2 | 5 | 2P | AC Unit, 1.5 ton |  | 6 | 1P | Lights, trailer |  | 1 |  | 5 | 2P | AC Unit, 1.5 ton |  | 6 | 1P | Lights, trailer
[36 empty] | 2 | 7 | 2P | AC Unit, 1.5 ton |  | 8 | 1P | Wall Recepts (P22) |  | 1 |  | 7 | 2P | AC Unit, 1.5 ton |  | 8 | 1P | Wall Recepts (P22)
[36 empty] | #REF! | 9 | #REF! | #REF! |  | 10 | #REF! | #REF! |  | #REF! |  | 9 | #REF! | #REF! |  | 10 | #REF! | #REF!
[36 empty] | #REF! | 11 | #REF! | #REF! |  | 12 | #REF! | #REF! |  | #REF! |  | 11 | #REF! | #REF! |  | 12 | #REF! | #REF!
[36 empty] | #REF! | 13 | #REF! | #REF! |  | 14 | #REF! | #REF! |  | #REF! |  | 13 | #REF! | #REF! |  | 14 | #REF! | #REF!
[36 empty] | #REF! | 15 | #REF! | #REF! |  | 16 | #REF! | #REF! |  | #REF! |  | 15 | #REF! | #REF! |  | 16 | #REF! | #REF!
[36 empty] | #REF! | 17 | #REF! | #REF! |  | 18 | #REF! | #REF! |  | #REF! |  | 17 | #REF! | #REF! |  | 18 | #REF! | #REF!
[36 empty] | #REF! | 19 | #REF! | #REF! |  | 20 | #REF! | #REF! |  | #REF! |  | 19 | #REF! | #REF! |  | 20 | #REF! | #REF!
[36 empty] | #REF! | 21 | #REF! | #REF! |  | 22 | #REF! | #REF! |  | #REF! |  | 21 | #REF! | #REF! |  | 22 | #REF! | #REF!
[36 empty] | #REF! | 23 | #REF! | #REF! |  | 24 | #REF! | #REF! |  | #REF! |  | 23 | #REF! | #REF! |  | 24 | #REF! | #REF!
[36 empty] | #REF! | 25 | #REF! | #REF! |  | 26 | #REF! | #REF! |  | #REF! |  | 25 | #REF! | #REF! |  | 26 | #REF! | #REF!
[36 empty] | #REF! | 27 | #REF! | #REF! |  | 28 | #REF! | #REF! |  | #REF! |  | 27 | #REF! | #REF! |  | 28 | #REF! | #REF!
[36 empty] | #REF! | 29 | #REF! | #REF! |  | 30 | #REF! | #REF! |  | #REF! |  | 29 | #REF! | #REF! |  | 30 | #REF! | #REF!
[36 empty] | #REF! | 31 | #REF! | #REF! |  | 32 | #REF! | #REF! |  | #REF! |  | 31 | #REF! | #REF! |  | 32 | #REF! | #REF!
[36 empty] | #REF! | 33 | #REF! | #REF! |  | 34 | #REF! | #REF! |  | #REF! |  | 33 | #REF! | #REF! |  | 34 | #REF! | #REF!
[36 empty] | #REF! | 35 | #REF! | #REF! |  | 36 | #REF! | #REF! |  | #REF! |  | 35 | #REF! | #REF! |  | 36 | #REF! | #REF!
[36 empty] | #REF! | 37 | #REF! | #REF! |  | 38 | #REF! | #REF! |  | #REF! |  | 37 | #REF! | #REF! |  | 38 | #REF! | #REF!
[36 empty] | #REF! | 39 | #REF! | #REF! |  | 40 | #REF! | #REF! |  | #REF! |  | 39 | #REF! | #REF! |  | 40 | #REF! | #REF!
[36 empty] | #REF! | 41 | #REF! | #REF! |  | 42 | #REF! | #REF! |  | #REF! |  | 41 | #REF! | #REF! |  | 42 | #REF! | #REF!
[37 empty] | CUT ALONG DOTTED LINE TO FIT INTO HOLDER | [9 empty] | CUT ALONG DOTTED LINE TO FIT INTO HOLDER
[37 empty] | CUT ALONG DOTTED LINE TO FIT INTO HOLDER | [9 empty] | CUT ALONG DOTTED LINE TO FIT INTO HOLDER
[37 empty] | PANEL: |  |  | P9 | [6 empty] | PANEL: |  |  | P9
[37 empty] | FED FROM: |  |  | Site MDB2 #9 (200/125F disc.) | [6 empty] | FED FROM: |  |  | Site MDB2 #9 (200/125F disc.)
[37 empty] | VOLTAGE: 120/240V 1-PHASE 3 WIRE |  |  |  | PRINT DATE: |  |  | 2011-06-13 |  |  | VOLTAGE: 120/240V 1-PHASE 3 WIRE |  |  |  | PRINT DATE: |  |  | 2011-06-13
[36 empty] | 1 | CKT |  | LOAD |  | CKT |  | LOAD |  | 1 |  | CKT |  | LOAD |  | CKT |  | LOAD
[36 empty] | = | 43 | =P | LOAD |  | 44 | 0P | LOAD |  | 0 |  | 43 | =P | LOAD |  | 44 | 0P | LOAD
[36 empty] | = | 45 | =P | LOAD |  | 46 | 0P | LOAD |  | 0 |  | 43 | =P | LOAD |  | 46 | 0P | LOAD
[36 empty] | = | 47 | =P | LOAD |  | 48 | 0P | LOAD |  | 0 |  | 43 | =P | LOAD |  | 48 | 0P | LOAD
[36 empty] | = | 49 | =P | LOAD |  | 50 | 0P | LOAD |  | 0 |  | 43 | =P | LOAD |  | 50 | 0P | LOAD
[36 empty] | = | 51 | =P | LOAD |  | 52 | 0P | LOAD |  | 0 |  | 43 | =P | LOAD |  | 52 | 0P | LOAD
[36 empty] | = | 53 | =P | LOAD |  | 54 | 0P | LOAD |  | 0 |  | 43 | =P | LOAD |  | 54 | 0P | LOAD
[36 empty] | = | 55 | =P | LOAD |  | 56 | 0P | LOAD |  | 0 |  | 43 | =P | LOAD |  | 56 | 0P | LOAD
[36 empty] | = | 57 | =P | LOAD |  | 58 | 0P | LOAD |  | 0 |  | 43 | =P | LOAD |  | 58 | 0P | LOAD
[36 empty] | = | 59 | =P | LOAD |  | 60 | 0P | LOAD |  | 0 |  | 43 | =P | LOAD |  | 60 | 0P | LOAD
[36 empty] | = | 61 | =P | LOAD |  | 62 | 0P | LOAD |  | 0 |  | 43 | =P | LOAD |  | 62 | 0P | LOAD
[36 empty] | = | 63 | =P | LOAD |  | 64 | 0P | LOAD |  | 0 |  | 43 | =P | LOAD |  | 64 | 0P | LOAD
[36 empty] | = | 65 | =P | LOAD |  | 66 | 0P | LOAD |  | 0 |  | 43 | =P | LOAD |  | 66 | 0P | LOAD
[36 empty] | = | 67 | =P | LOAD |  | 68 | 0P | LOAD |  | 0 |  | 43 | =P | LOAD |  | 68 | 0P | LOAD
[36 empty] | = | 69 | =P | LOAD |  | 70 | 0P | LOAD |  | 0 |  | 43 | =P | LOAD |  | 70 | 0P | LOAD
[36 empty] | = | 71 | =P | LOAD |  | 72 | 0P | LOAD |  | 0 |  | 43 | =P | LOAD |  | 72 | 0P | LOAD
[36 empty] | = | 73 | =P | LOAD |  | 74 | 0P | LOAD |  | 0 |  | 43 | =P | LOAD |  | 74 | 0P | LOAD
[36 empty] | 0 | 75 | 0P | LOAD |  | 76 | 0P | LOAD |  | 0 |  | 43 | 0P | LOAD |  | 76 | 0P | LOAD
[36 empty] | 0 | 77 | 0P | LOAD |  | 78 | 0P | LOAD |  | 0 |  | 43 | 0P | LOAD |  | 78 | 0P | LOAD
[36 empty] | 0 | 79 | 0P | LOAD |  | 80 | 0P | LOAD |  | 0 |  | 43 | 0P | LOAD |  | 80 | 0P | LOAD
[36 empty] | 0 | 81 | 0P | LOAD |  | 82 | 0P | LOAD |  | 0 |  | 43 | 0P | LOAD |  | 82 | 0P | LOAD
[36 empty] | 0 | 83 | 0P | LOAD |  | 84 | 0P | LOAD |  | 0 |  | 43 | 0P | LOAD |  | 84 | 0P | LOAD
[37 empty] | CUT ALONG DOTTED LINE TO FIT INTO HOLDER | [9 empty] | CUT ALONG DOTTED LINE TO FIT INTO HOLDER
PANEL SCHED
PANEL SCHED
Relocate existing 20/1P breaker from position 5 to position 8.

## P10
|  |  | PANEL: | P10 |  |  |  |  | LOCATION: | Manitou Site |  |  | FED FROM: | Site MDB2 #10 (200A/125F disc.) | [5 empty] | LAST UPDATED: | 2011-06-13
[10 empty] | (Bldg - Room) | [11 empty] | Template R0
|  |  |  | VOLTS (L-N): | 120 |  | BUSS AMPS: | 125 |  | MFG: | Unknown |  | NEUTRAL: | 100% |  |  |  | THIS COLOR = UNCONFIRMED DATA
|  |  |  | VOLTS (L-L): | 240 |  | MLO AMPS: |  |  | TYPE: | Unknown |  | GROUND: | FULL | [21 empty] | CAUTION - PANEL CARD TEMPLATES BELOW
|  |  |  | PHASE: | 1 |  | MCB AMPS: | 125 |  | MOUNT: | Surface |  | PANEL AIC RATING: | [22 empty] | DO NOT INSERT OR DELETE COLUMNS
|  |  |  | WIRE: | 3 |  | LOAD AMPS: | 82 |  |  |  |  | AVAIL FAULT-A HERE: | [12 empty] | LOAD TYPES
Note | Verified Date | Load Type | CIRCUIT DESCRIPTION |  |  |  |  | P | BKR AMP | VOLT AMPS | CKT NO | A | B | CKT NO | VOLT AMPS | BKR AMP | P | CIRCUIT DESCRIPTION |  |  |  |  | Load Type | Verified Date | Note |  | LIGHTING |  |  |  | MOTORS
[26 empty] | P | I | F | HID | R | LM | M | H | C | O
|  | C | AC Unit, 1.5 ton |  |  |  |  | 2 | 45 | 2640 | 1 | 5280 |  | 2 | 2640 | 45 | 2 | AC Unit, 1.5 ton |  |  |  |  | C |  |  | 0 | 0 | 0 | 0 | 0 | 0 | 0 | 0 | 5280 | 0
|  | C | [7 empty] | 2640 | 3 |  | 5280 | 4 | 2640 | [7 empty] | C |  |  | 0 | 0 | 0 | 0 | 0 | 0 | 0 | 0 | 5280 | 0
|  | R | Spider B - Coleman Cable 01980 (outside loads) (P9,P10) |  |  |  |  | 2 | 30 | 910 | 5 | 1050 |  | 6 | 140 | 20 | 1 | Lights, trailer |  |  |  |  | F |  |  | 0 | 0 | 140 | 0 | 910 | 0 | 0 | 0 | 0 | 0
|  | R | [7 empty] | 910 | 7 |  | 2950 | 8 | 2040 | 20 | 1 | Wall Recepts (M11, aux AC unit) |  |  |  |  | R |  |  | 0 | 0 | 0 | 0 | 2950 | 0 | 0 | 0 | 0 | 0
|  | R | Spider C - Coleman Cable 01980 (P1,P11, P14) |  |  |  |  | 2 | 30 | 850 | 9 | 2570 |  | 10 | 1720 | 30 | 2 | Spider A - Coleman Cable 01980 (inside loads) (P15,P32, G17, P16) |  |  |  |  | R |  |  | 0 | 0 | 0 | 0 | 2570 | 0 | 0 | 0 | 0 | 0
|  | R | [7 empty] | 850 | 11 |  | 2570 | 12 | 1720 | [7 empty] | R |  |  | 0 | 0 | 0 | 0 | 2570 | 0 | 0 | 0 | 0 | 0
[11 empty] | CONNECTED VA: | 8900 | 10800 | = | 19700 | [10 empty] | 0 | 0 | 140 | 0 | 9000 | 0 | 0 | 0 | 10560 | 0
[11 empty] | CONNECTED (CALCULATED) AMPS/ PHASE: | 74.167 | 90 |  |  | FROM | TO |  |  | PHASE IMBALANCE
1 | [10 empty] | METERED AMPS (NOTE 1): |  |  |  | METER DATES: | 2006-12-12 | 2007-01-05 |  |  | A-B
[11 empty] | ADJUSTED VA: | 8900 | 10800 | = | 19700 |  |  |  |  | 17.59%
[9 empty] | TOTAL CONNECTED LOAD: | 19700 | VA / |  | 240 | 82 | AMPS |  |  |  | METERED IMBALANCE: |  | #REF! | #REF!
NOTES: (ANY REVISIONS, FIELD OR ENGINEERING NOTES)
|  |  | 1 | Metered amps - NEC 220.35 allows meter values in place of calculated values. Adding meter values adjusts all panel VA's to match the actual meter value.
2
3
|  |  | (NEC 215.5) |  |  | WATTS | PWR FACT |  | VA |  | NEC |  | NEC VA LOAD
|  |  | P=PANEL |  |  | 0 | 100% | = | 0 | @ | 100% | = | 0
LIGHTING (NEC 215.2)
|  |  | I = Incandescent |  |  | 0 | 100% | = | 0 | @ | 125% | = | 0
|  |  | F = Fluorescent |  |  | 133 | 95% | = | 140 | @ | 125% | = | 175
|  |  | HID = HID |  |  | 0 | 90% | = | 0 | @ | 125% | = | 0 |  | 30 | New 30amp, 2P breaker (typical 3)
R = RECEPTACLE (NEC 220.14)
|  |  | First 10 KW |  |  | 9000 | 100% | = | 9000 | @ | 100% | = | 9000
|  |  | Remainder |  |  | 0 | 100% | = | 0 | @ | 50% | = | 0
MOTORS (NEC 430.24)
|  |  | LM = Largest Motor |  |  | 0 | 80% | = | 0 | @ | 125% | = | 0
|  |  | M = Motors |  |  | 0 | 80% | = | 0 | @ | 100% | = | 0
|  |  | H=HEATING |  |  | 0 | 80% | = | 0 | @ | 100% | = | 0
|  |  | C=COOLING |  |  | 8448 | 80% | = | 10560 | @ | 100% | = | 10560
|  |  | O=OTHER |  |  | 0 | 100% | = | 0 | @ | 100% | = | 0
[6 empty] | 17581 | W |  | 19700 | VA |  |  | 19735 | VA
[12 empty] | MIN PANEL SIZE: | 82 | AMPS
CAUTION - PANEL CARD TEMPLATES TO THE RIGHT | [36 empty] | GE PANEL CARD (4-1/4" wide) | [8 empty] | SQ D PANEL CARD ---------> | SQ D PANEL CARD (5-1/4" wide)
DO NOT INSERT OR DELETE ROWS | [36 empty] | CUT ALONG DOTTED LINE TO FIT INTO HOLDER | [9 empty] | CUT ALONG DOTTED LINE TO FIT INTO HOLDER
[37 empty] | PANEL: |  |  | P10 | [5 empty] | Notes; | PANEL: |  |  | P10
[37 empty] | FED FROM: |  |  | Site MDB2 #10 (200A/125F disc.) | [5 empty] | 1) GE NLAB sleeves are 4-1/4" wide, set print setup to 68% actual. | FED FROM: |  |  | Site MDB2 #10 (200A/125F disc.)
[37 empty] | VOLTAGE: 120/240V 1-PHASE 3 WIRE |  |  |  | PRINT DATE: |  |  | 2011-06-13 |  | 2) SQ D sleeves are 5-3/4" wide, set print setup to 62% | VOLTAGE: 120/240V 1-PHASE 3 WIRE |  |  |  | PRINT DATE: |  |  | 2011-06-13
[36 empty] | 1 | CKT |  | LOAD |  | CKT |  | LOAD |  | 1 | 3) SQ D single side schedules fit in 4-1/4" sleeves, set print setup to 68%. | CKT |  | LOAD |  | CKT |  | LOAD
[36 empty] | 2 | 1 | 2P | AC Unit, 1.5 ton |  | 2 | 2P | AC Unit, 1.5 ton |  | 2 |  | 1 | 2P | AC Unit, 1.5 ton |  | 2 | 2P | AC Unit, 1.5 ton
[36 empty] | 2 | 3 | 2P | AC Unit, 1.5 ton |  | 4 | 2P | AC Unit, 1.5 ton |  | 2 |  | 3 | 2P | AC Unit, 1.5 ton |  | 4 | 2P | AC Unit, 1.5 ton
[36 empty] | 2 | 5 | 2P | AC Unit, 1.5 ton |  | 6 | 1P | Lights, trailer |  | 1 |  | 5 | 2P | AC Unit, 1.5 ton |  | 6 | 1P | Lights, trailer
[36 empty] | 2 | 7 | 2P | AC Unit, 1.5 ton |  | 8 | 1P | Wall Recepts (M11, aux AC unit) |  | 1 |  | 7 | 2P | AC Unit, 1.5 ton |  | 8 | 1P | Wall Recepts (M11, aux AC unit)
[36 empty] | #REF! | 9 | #REF! | #REF! |  | 10 | #REF! | #REF! |  | #REF! |  | 9 | #REF! | #REF! |  | 10 | #REF! | #REF!
[36 empty] | #REF! | 11 | #REF! | #REF! |  | 12 | #REF! | #REF! |  | #REF! |  | 11 | #REF! | #REF! |  | 12 | #REF! | #REF!
[36 empty] | #REF! | 13 | #REF! | #REF! |  | 14 | #REF! | #REF! |  | #REF! |  | 13 | #REF! | #REF! |  | 14 | #REF! | #REF!
[36 empty] | #REF! | 15 | #REF! | #REF! |  | 16 | #REF! | #REF! |  | #REF! |  | 15 | #REF! | #REF! |  | 16 | #REF! | #REF!
[36 empty] | #REF! | 17 | #REF! | #REF! |  | 18 | #REF! | #REF! |  | #REF! |  | 17 | #REF! | #REF! |  | 18 | #REF! | #REF!
[36 empty] | #REF! | 19 | #REF! | #REF! |  | 20 | #REF! | #REF! |  | #REF! |  | 19 | #REF! | #REF! |  | 20 | #REF! | #REF!
[36 empty] | #REF! | 21 | #REF! | #REF! |  | 22 | #REF! | #REF! |  | #REF! |  | 21 | #REF! | #REF! |  | 22 | #REF! | #REF!
[36 empty] | #REF! | 23 | #REF! | #REF! |  | 24 | #REF! | #REF! |  | #REF! |  | 23 | #REF! | #REF! |  | 24 | #REF! | #REF!
[36 empty] | #REF! | 25 | #REF! | #REF! |  | 26 | #REF! | #REF! |  | #REF! |  | 25 | #REF! | #REF! |  | 26 | #REF! | #REF!
[36 empty] | #REF! | 27 | #REF! | #REF! |  | 28 | #REF! | #REF! |  | #REF! |  | 27 | #REF! | #REF! |  | 28 | #REF! | #REF!
[36 empty] | #REF! | 29 | #REF! | #REF! |  | 30 | #REF! | #REF! |  | #REF! |  | 29 | #REF! | #REF! |  | 30 | #REF! | #REF!
[36 empty] | #REF! | 31 | #REF! | #REF! |  | 32 | #REF! | #REF! |  | #REF! |  | 31 | #REF! | #REF! |  | 32 | #REF! | #REF!
[36 empty] | #REF! | 33 | #REF! | #REF! |  | 34 | #REF! | #REF! |  | #REF! |  | 33 | #REF! | #REF! |  | 34 | #REF! | #REF!
[36 empty] | #REF! | 35 | #REF! | #REF! |  | 36 | #REF! | #REF! |  | #REF! |  | 35 | #REF! | #REF! |  | 36 | #REF! | #REF!
[36 empty] | #REF! | 37 | #REF! | #REF! |  | 38 | #REF! | #REF! |  | #REF! |  | 37 | #REF! | #REF! |  | 38 | #REF! | #REF!
[36 empty] | #REF! | 39 | #REF! | #REF! |  | 40 | #REF! | #REF! |  | #REF! |  | 39 | #REF! | #REF! |  | 40 | #REF! | #REF!
[36 empty] | #REF! | 41 | #REF! | #REF! |  | 42 | #REF! | #REF! |  | #REF! |  | 41 | #REF! | #REF! |  | 42 | #REF! | #REF!
[37 empty] | CUT ALONG DOTTED LINE TO FIT INTO HOLDER | [9 empty] | CUT ALONG DOTTED LINE TO FIT INTO HOLDER
[37 empty] | CUT ALONG DOTTED LINE TO FIT INTO HOLDER | [9 empty] | CUT ALONG DOTTED LINE TO FIT INTO HOLDER
[37 empty] | PANEL: |  |  | P10 | [6 empty] | PANEL: |  |  | P10
[37 empty] | FED FROM: |  |  | Site MDB2 #10 (200A/125F disc.) | [6 empty] | FED FROM: |  |  | Site MDB2 #10 (200A/125F disc.)
[37 empty] | VOLTAGE: 120/240V 1-PHASE 3 WIRE |  |  |  | PRINT DATE: |  |  | 2011-06-13 |  |  | VOLTAGE: 120/240V 1-PHASE 3 WIRE |  |  |  | PRINT DATE: |  |  | 2011-06-13
[36 empty] | 1 | CKT |  | LOAD |  | CKT |  | LOAD |  | 1 |  | CKT |  | LOAD |  | CKT |  | LOAD
[36 empty] | = | 43 | =P | LOAD |  | 44 | 0P | LOAD |  | 0 |  | 43 | =P | LOAD |  | 44 | 0P | LOAD
[36 empty] | = | 45 | =P | LOAD |  | 46 | 0P | LOAD |  | 0 |  | 43 | =P | LOAD |  | 46 | 0P | LOAD
[36 empty] | = | 47 | =P | LOAD |  | 48 | 0P | LOAD |  | 0 |  | 43 | =P | LOAD |  | 48 | 0P | LOAD
[36 empty] | = | 49 | =P | LOAD |  | 50 | 0P | LOAD |  | 0 |  | 43 | =P | LOAD |  | 50 | 0P | LOAD
[36 empty] | = | 51 | =P | LOAD |  | 52 | 0P | LOAD |  | 0 |  | 43 | =P | LOAD |  | 52 | 0P | LOAD
[36 empty] | = | 53 | =P | LOAD |  | 54 | 0P | LOAD |  | 0 |  | 43 | =P | LOAD |  | 54 | 0P | LOAD
[36 empty] | = | 55 | =P | LOAD |  | 56 | 0P | LOAD |  | 0 |  | 43 | =P | LOAD |  | 56 | 0P | LOAD
[36 empty] | = | 57 | =P | LOAD |  | 58 | 0P | LOAD |  | 0 |  | 43 | =P | LOAD |  | 58 | 0P | LOAD
[36 empty] | = | 59 | =P | LOAD |  | 60 | 0P | LOAD |  | 0 |  | 43 | =P | LOAD |  | 60 | 0P | LOAD
[36 empty] | = | 61 | =P | LOAD |  | 62 | 0P | LOAD |  | 0 |  | 43 | =P | LOAD |  | 62 | 0P | LOAD
[36 empty] | = | 63 | =P | LOAD |  | 64 | 0P | LOAD |  | 0 |  | 43 | =P | LOAD |  | 64 | 0P | LOAD
[36 empty] | = | 65 | =P | LOAD |  | 66 | 0P | LOAD |  | 0 |  | 43 | =P | LOAD |  | 66 | 0P | LOAD
[36 empty] | = | 67 | =P | LOAD |  | 68 | 0P | LOAD |  | 0 |  | 43 | =P | LOAD |  | 68 | 0P | LOAD
[36 empty] | = | 69 | =P | LOAD |  | 70 | 0P | LOAD |  | 0 |  | 43 | =P | LOAD |  | 70 | 0P | LOAD
[36 empty] | = | 71 | =P | LOAD |  | 72 | 0P | LOAD |  | 0 |  | 43 | =P | LOAD |  | 72 | 0P | LOAD
[36 empty] | = | 73 | =P | LOAD |  | 74 | 0P | LOAD |  | 0 |  | 43 | =P | LOAD |  | 74 | 0P | LOAD
[36 empty] | 0 | 75 | 0P | LOAD |  | 76 | 0P | LOAD |  | 0 |  | 43 | 0P | LOAD |  | 76 | 0P | LOAD
[36 empty] | 0 | 77 | 0P | LOAD |  | 78 | 0P | LOAD |  | 0 |  | 43 | 0P | LOAD |  | 78 | 0P | LOAD
[36 empty] | 0 | 79 | 0P | LOAD |  | 80 | 0P | LOAD |  | 0 |  | 43 | 0P | LOAD |  | 80 | 0P | LOAD
[36 empty] | 0 | 81 | 0P | LOAD |  | 82 | 0P | LOAD |  | 0 |  | 43 | 0P | LOAD |  | 82 | 0P | LOAD
[36 empty] | 0 | 83 | 0P | LOAD |  | 84 | 0P | LOAD |  | 0 |  | 43 | 0P | LOAD |  | 84 | 0P | LOAD
[37 empty] | CUT ALONG DOTTED LINE TO FIT INTO HOLDER | [9 empty] | CUT ALONG DOTTED LINE TO FIT INTO HOLDER
PANEL SCHED
PANEL SCHED
Relocate existing 20/1P breaker from position 5 to position 8.

## West Turb Tower
|  |  | PANEL: | W. Turb. Twr. |  |  |  |  | LOCATION: | Manitou Site |  |  | FED FROM: | Site MDP #7,9 (60A CB) | [5 empty] | LAST UPDATED: | 2011-05-03
[10 empty] | (Bldg - Room) | [11 empty] | Template R0
|  |  |  | VOLTS (L-N): | 120 |  | BUSS AMPS: | 100 |  | MFG: | ITE |  | NEUTRAL: | 100% |  |  |  | THIS COLOR = UNCONFIRMED DATA
|  |  |  | VOLTS (L-L): | 240 |  | MLO AMPS: | 60 |  | TYPE: | EO612ML |  | GROUND: | FULL | [21 empty] | CAUTION - PANEL CARD TEMPLATES BELOW
|  |  |  | PHASE: | 1 |  | MCB AMPS: |  |  | MOUNT: | Surface |  | PANEL AIC RATING: | [22 empty] | DO NOT INSERT OR DELETE COLUMNS
|  |  |  | WIRE: | 3 |  | LOAD AMPS: | 3 |  |  |  |  | AVAIL FAULT-A HERE: | [12 empty] | LOAD TYPES
Note | Verified Date | Load Type | CIRCUIT DESCRIPTION |  |  |  |  | P | BKR AMP | VOLT AMPS | CKT NO | A | B | CKT NO | VOLT AMPS | BKR AMP | P | CIRCUIT DESCRIPTION |  |  |  |  | Load Type | Verified Date | Note |  | LIGHTING |  |  |  | MOTORS
[26 empty] | P | I | F | HID | R | LM | M | H | C | O
[8 empty] | 1 |  |  | 1 | 360 |  | 2 | 360 | 20 | 1 | Recepts |  |  |  |  | R |  |  | 0 | 0 | 0 | 0 | 360 | 0 | 0 | 0 | 0 | 0
|  | R | Recepts, (M1, M2, M3, M9) |  |  |  |  | 1 | 20 | 310 | 3 |  | 310 | 4 |  |  | 1 | Space | [7 empty] | 0 | 0 | 0 | 0 | 310 | 0 | 0 | 0 | 0 | 0
|  |  | Space |  |  |  |  | 1 |  |  | 5 |  |  | 6 |  |  | 1 | Space | [7 empty] | 0 | 0 | 0 | 0 | 0 | 0 | 0 | 0 | 0 | 0
|  |  | Space |  |  |  |  | 1 |  |  | 7 |  |  | 8 |  |  | 1 | Space | [7 empty] | 0 | 0 | 0 | 0 | 0 | 0 | 0 | 0 | 0 | 0
[11 empty] | CONNECTED VA: | 360 | 310 | = | 670 | [10 empty] | 0 | 0 | 0 | 0 | 670 | 0 | 0 | 0 | 0 | 0
[11 empty] | CONNECTED (CALCULATED) AMPS/ PHASE: | 3 | 2.583 |  |  | FROM | TO |  |  | PHASE IMBALANCE
1 | [10 empty] | METERED AMPS (NOTE 1): |  |  |  | METER DATES: | 2006-12-12 | 2007-01-05 |  |  | A-B
[11 empty] | ADJUSTED VA: | 360 | 310 | = | 670 |  |  |  |  | 13.89%
[9 empty] | TOTAL CONNECTED LOAD: | 670 | VA / |  | 240 | 3 | AMPS |  |  |  | METERED IMBALANCE: |  | #REF! | #REF!
NOTES: (ANY REVISIONS, FIELD OR ENGINEERING NOTES)
|  |  | 1 | Metered amps - NEC 220.35 allows meter values in place of calculated values. Adding meter values adjusts all panel VA's to match the actual meter value.
2
|  |  | (NEC 215.5) |  |  | WATTS | PWR FACT |  | VA |  | NEC |  | NEC VA LOAD
|  |  | P=PANEL |  |  | 0 | 100% | = | 0 | @ | 100% | = | 0
LIGHTING (NEC 215.2)
|  |  | I = Incandescent |  |  | 0 | 100% | = | 0 | @ | 125% | = | 0
|  |  | F = Fluorescent |  |  | 0 | 95% | = | 0 | @ | 125% | = | 0
|  |  | HID = HID |  |  | 0 | 90% | = | 0 | @ | 125% | = | 0
R = RECEPTACLE (NEC 220.14)
|  |  | First 10 KW |  |  | 670 | 100% | = | 670 | @ | 100% | = | 670
|  |  | Remainder |  |  | 0 | 100% | = | 0 | @ | 50% | = | 0
MOTORS (NEC 430.24)
|  |  | LM = Largest Motor |  |  | 0 | 80% | = | 0 | @ | 125% | = | 0
|  |  | M = Motors |  |  | 0 | 80% | = | 0 | @ | 100% | = | 0
|  |  | H=HEATING |  |  | 0 | 80% | = | 0 | @ | 100% | = | 0
|  |  | C=COOLING |  |  | 0 | 80% | = | 0 | @ | 100% | = | 0
|  |  | O=OTHER |  |  | 0 | 100% | = | 0 | @ | 100% | = | 0
[6 empty] | 670 | W |  | 670 | VA |  |  | 670 | VA
[12 empty] | MIN PANEL SIZE: | 3 | AMPS
CAUTION - PANEL CARD TEMPLATES TO THE RIGHT | [36 empty] | GE PANEL CARD (4-1/4" wide) | [8 empty] | SQ D PANEL CARD ---------> | SQ D PANEL CARD (5-1/4" wide)
DO NOT INSERT OR DELETE ROWS | [36 empty] | CUT ALONG DOTTED LINE TO FIT INTO HOLDER | [9 empty] | CUT ALONG DOTTED LINE TO FIT INTO HOLDER
[37 empty] | PANEL: |  |  | W. Turb. Twr. | [5 empty] | Notes; | PANEL: |  |  | W. Turb. Twr.
[37 empty] | FED FROM: |  |  | Site MDP #7,9 (60A CB) | [5 empty] | 1) GE NLAB sleeves are 4-1/4" wide, set print setup to 68% actual. | FED FROM: |  |  | Site MDP #7,9 (60A CB)
[37 empty] | VOLTAGE: 120/240V 1-PHASE 3 WIRE |  |  |  | PRINT DATE: |  |  | 2011-06-13 |  | 2) SQ D sleeves are 5-3/4" wide, set print setup to 62% | VOLTAGE: 120/240V 1-PHASE 3 WIRE |  |  |  | PRINT DATE: |  |  | 2011-06-13
[36 empty] | 1 | CKT |  | LOAD |  | CKT |  | LOAD |  | 1 | 3) SQ D single side schedules fit in 4-1/4" sleeves, set print setup to 68%. | CKT |  | LOAD |  | CKT |  | LOAD
[36 empty] | 1 | 1 | 1P |  |  | 2 | 1P | Recepts |  | 1 |  | 1 | 1P |  |  | 2 | 1P | Recepts
[36 empty] | 1 | 3 | 1P | Recepts, (M1, M2, M3, M9) |  | 4 | 1P | Space |  | 1 |  | 3 | 1P | Recepts, (M1, M2, M3, M9) |  | 4 | 1P | Space
[36 empty] | 1 | 5 | 1P | Space |  | 6 | 1P | Space |  | 1 |  | 5 | 1P | Space |  | 6 | 1P | Space
[36 empty] | 1 | 7 | 1P | Space |  | 8 | 1P | Space |  | 1 |  | 7 | 1P | Space |  | 8 | 1P | Space
[36 empty] | #REF! | 9 | #REF! | #REF! |  | 10 | #REF! | #REF! |  | #REF! |  | 9 | #REF! | #REF! |  | 10 | #REF! | #REF!
[36 empty] | #REF! | 11 | #REF! | #REF! |  | 12 | #REF! | #REF! |  | #REF! |  | 11 | #REF! | #REF! |  | 12 | #REF! | #REF!
[36 empty] | #REF! | 13 | #REF! | #REF! |  | 14 | #REF! | #REF! |  | #REF! |  | 13 | #REF! | #REF! |  | 14 | #REF! | #REF!
[36 empty] | #REF! | 15 | #REF! | #REF! |  | 16 | #REF! | #REF! |  | #REF! |  | 15 | #REF! | #REF! |  | 16 | #REF! | #REF!
[36 empty] | #REF! | 17 | #REF! | #REF! |  | 18 | #REF! | #REF! |  | #REF! |  | 17 | #REF! | #REF! |  | 18 | #REF! | #REF!
[36 empty] | #REF! | 19 | #REF! | #REF! |  | 20 | #REF! | #REF! |  | #REF! |  | 19 | #REF! | #REF! |  | 20 | #REF! | #REF!
[36 empty] | #REF! | 21 | #REF! | #REF! |  | 22 | #REF! | #REF! |  | #REF! |  | 21 | #REF! | #REF! |  | 22 | #REF! | #REF!
[36 empty] | #REF! | 23 | #REF! | #REF! |  | 24 | #REF! | #REF! |  | #REF! |  | 23 | #REF! | #REF! |  | 24 | #REF! | #REF!
[36 empty] | #REF! | 25 | #REF! | #REF! |  | 26 | #REF! | #REF! |  | #REF! |  | 25 | #REF! | #REF! |  | 26 | #REF! | #REF!
[36 empty] | #REF! | 27 | #REF! | #REF! |  | 28 | #REF! | #REF! |  | #REF! |  | 27 | #REF! | #REF! |  | 28 | #REF! | #REF!
[36 empty] | #REF! | 29 | #REF! | #REF! |  | 30 | #REF! | #REF! |  | #REF! |  | 29 | #REF! | #REF! |  | 30 | #REF! | #REF!
[36 empty] | #REF! | 31 | #REF! | #REF! |  | 32 | #REF! | #REF! |  | #REF! |  | 31 | #REF! | #REF! |  | 32 | #REF! | #REF!
[36 empty] | #REF! | 33 | #REF! | #REF! |  | 34 | #REF! | #REF! |  | #REF! |  | 33 | #REF! | #REF! |  | 34 | #REF! | #REF!
[36 empty] | #REF! | 35 | #REF! | #REF! |  | 36 | #REF! | #REF! |  | #REF! |  | 35 | #REF! | #REF! |  | 36 | #REF! | #REF!
[36 empty] | #REF! | 37 | #REF! | #REF! |  | 38 | #REF! | #REF! |  | #REF! |  | 37 | #REF! | #REF! |  | 38 | #REF! | #REF!
[36 empty] | #REF! | 39 | #REF! | #REF! |  | 40 | #REF! | #REF! |  | #REF! |  | 39 | #REF! | #REF! |  | 40 | #REF! | #REF!
[36 empty] | #REF! | 41 | #REF! | #REF! |  | 42 | #REF! | #REF! |  | #REF! |  | 41 | #REF! | #REF! |  | 42 | #REF! | #REF!
[37 empty] | CUT ALONG DOTTED LINE TO FIT INTO HOLDER | [9 empty] | CUT ALONG DOTTED LINE TO FIT INTO HOLDER
[37 empty] | CUT ALONG DOTTED LINE TO FIT INTO HOLDER | [9 empty] | CUT ALONG DOTTED LINE TO FIT INTO HOLDER
[37 empty] | PANEL: |  |  | W. Turb. Twr. | [6 empty] | PANEL: |  |  | W. Turb. Twr.
[37 empty] | FED FROM: |  |  | Site MDP #7,9 (60A CB) | [6 empty] | FED FROM: |  |  | Site MDP #7,9 (60A CB)
[37 empty] | VOLTAGE: 120/240V 1-PHASE 3 WIRE |  |  |  | PRINT DATE: |  |  | 2011-06-13 |  |  | VOLTAGE: 120/240V 1-PHASE 3 WIRE |  |  |  | PRINT DATE: |  |  | 2011-06-13
[36 empty] | 1 | CKT |  | LOAD |  | CKT |  | LOAD |  | 1 |  | CKT |  | LOAD |  | CKT |  | LOAD
[36 empty] | = | 43 | =P | LOAD |  | 44 | 0P | LOAD |  | 0 |  | 43 | =P | LOAD |  | 44 | 0P | LOAD
[36 empty] | = | 45 | =P | LOAD |  | 46 | 0P | LOAD |  | 0 |  | 43 | =P | LOAD |  | 46 | 0P | LOAD
[36 empty] | = | 47 | =P | LOAD |  | 48 | 0P | LOAD |  | 0 |  | 43 | =P | LOAD |  | 48 | 0P | LOAD
[36 empty] | = | 49 | =P | LOAD |  | 50 | 0P | LOAD |  | 0 |  | 43 | =P | LOAD |  | 50 | 0P | LOAD
[36 empty] | = | 51 | =P | LOAD |  | 52 | 0P | LOAD |  | 0 |  | 43 | =P | LOAD |  | 52 | 0P | LOAD
[36 empty] | = | 53 | =P | LOAD |  | 54 | 0P | LOAD |  | 0 |  | 43 | =P | LOAD |  | 54 | 0P | LOAD
[36 empty] | = | 55 | =P | LOAD |  | 56 | 0P | LOAD |  | 0 |  | 43 | =P | LOAD |  | 56 | 0P | LOAD
[36 empty] | = | 57 | =P | LOAD |  | 58 | 0P | LOAD |  | 0 |  | 43 | =P | LOAD |  | 58 | 0P | LOAD
[36 empty] | = | 59 | =P | LOAD |  | 60 | 0P | LOAD |  | 0 |  | 43 | =P | LOAD |  | 60 | 0P | LOAD
[36 empty] | = | 61 | =P | LOAD |  | 62 | 0P | LOAD |  | 0 |  | 43 | =P | LOAD |  | 62 | 0P | LOAD
[36 empty] | = | 63 | =P | LOAD |  | 64 | 0P | LOAD |  | 0 |  | 43 | =P | LOAD |  | 64 | 0P | LOAD
[36 empty] | = | 65 | =P | LOAD |  | 66 | 0P | LOAD |  | 0 |  | 43 | =P | LOAD |  | 66 | 0P | LOAD
[36 empty] | = | 67 | =P | LOAD |  | 68 | 0P | LOAD |  | 0 |  | 43 | =P | LOAD |  | 68 | 0P | LOAD
[36 empty] | = | 69 | =P | LOAD |  | 70 | 0P | LOAD |  | 0 |  | 43 | =P | LOAD |  | 70 | 0P | LOAD
[36 empty] | = | 71 | =P | LOAD |  | 72 | 0P | LOAD |  | 0 |  | 43 | =P | LOAD |  | 72 | 0P | LOAD
[36 empty] | = | 73 | =P | LOAD |  | 74 | 0P | LOAD |  | 0 |  | 43 | =P | LOAD |  | 74 | 0P | LOAD
[36 empty] | 0 | 75 | 0P | LOAD |  | 76 | 0P | LOAD |  | 0 |  | 43 | 0P | LOAD |  | 76 | 0P | LOAD
[36 empty] | 0 | 77 | 0P | LOAD |  | 78 | 0P | LOAD |  | 0 |  | 43 | 0P | LOAD |  | 78 | 0P | LOAD
[36 empty] | 0 | 79 | 0P | LOAD |  | 80 | 0P | LOAD |  | 0 |  | 43 | 0P | LOAD |  | 80 | 0P | LOAD
[36 empty] | 0 | 81 | 0P | LOAD |  | 82 | 0P | LOAD |  | 0 |  | 43 | 0P | LOAD |  | 82 | 0P | LOAD
[36 empty] | #REF! | 83 | #REF! | #REF! |  | 84 | #REF! | #REF! |  | #REF! |  | 43 | #REF! | #REF! |  | 84 | #REF! | #REF!
[37 empty] | CUT ALONG DOTTED LINE TO FIT INTO HOLDER | [9 empty] | CUT ALONG DOTTED LINE TO FIT INTO HOLDER
PANEL SCHED
PANEL SCHED

## FORMATTING
EXAMPLES ON HOW TO SET CONDITIONAL FORMATTING.
Conditional formatting, in Excel, is found at menu command: FORMAT>CONDITIONAL FORMATTING
Conditional formatting changes a cells format (color, font, font decoration, etc) when a formula or another cell contains a true value.
Setting conditional formating is OPTIONAL! I use it to visually flag a cell that's out of range. It's not required to make the worksheets function.
This worksheet has samples of various formats for panel schedules. Most times you can use the format-painter (paint brush) to copy the conditional formatting from this worksheet to any other.
"BLUE" format appears when circuit breaker is 80% loaded and "RED" formatting appears at 100% of the circuit breakers rating.
120/208 3-phase panel (3H, 1N, 1G)
Voltage from phase-to-phase (P-P) is 208v. Voltage from phase-to-neutral (P-N) is 120v.
Note: Phase-to-ground typical yields the same as P-N.
The example below has conditional formatting set for a 3-pole breaker, 2-pole breaker, and 1-pole breaker.
3-pole formulas: VA = 208volts * amps * sqrt(3) Amps = volt-amps/208volts/sqrt(3) Divide the VA value evenly (divide by 3) between the phases.
2-pole formulas: VA = 208volts * amps Amps = VA/208volts Divide the VA value evenly (divide by 2) between the phases.
1-pole formulas: VA = 120volts * amps Amps = VA/120volts
Play with the samples below: Change the breaker sizes and also change the VA values.
|  |  |  | PANEL: |  |  |  |  | LOCATION: |  |  |  |  | FED FROM: | [5 empty] | LAST UPDATED:
[10 empty] | (Bldg - Room) | [8 empty] | THIS COLOR - UNCONFIRMED DATA
[5 empty] | VOLTS (L-N): | 120 | BUSS AMPS: |  |  | MFG: |  |  |  | NEUTRAL: | [5 empty] | AVAIL. FAULT CURRENT AT THIS PANEL:
[5 empty] | VOLTS (L-L): | 208 | MLO AMPS: |  |  | TYPE: |  |  |  | GROUND: | [5 empty] | PANEL AIC RATING:
[5 empty] | PHASE: | 3 | MCB AMPS: |  |  | MOUNT: | [9 empty] | MIN PANEL SIZE (AMPS):
[5 empty] | WIRE: | 4 | [13 empty] | PANEL POWER FACTOR:
Note | Harm | Neut. | Load Type | CIRCUIT DESCRIPTION |  |  |  | P | BKR AMP | VOLT AMPS | CKT NO | A | B | C | CKT NO | VOLT AMPS | BKR AMP | P | CIRCUIT DESCRIPTION |  | Load Type | Neut | Harm | Note
|  |  | R | SPARE |  |  |  | 3 | 20 | 2000 | 1 | 4402 |  |  | 2 | 2402 | 20 | 3 | SPARE |  | R
|  |  | R | [6 empty] | 2000 | 3 |  | 4402 |  | 4 | 2402 |  |  |  |  | R
|  |  | R | [6 empty] | 2000 | 5 |  |  | 4402 | 6 | 2402 |  |  |  |  | R
|  |  |  | SPARE |  |  |  | 2 | 20 |  | 7 |  |  |  | 8 |  | 20 | 2 | SPARE
[11 empty] | 9 |  |  |  | 10
|  |  |  | SPARE |  |  |  | 1 | 20 |  | 11 |  |  |  | 12 |  | 20 | 1 | SPARE
NOTES
1. Above 3-pole breaker turned blue because 6000VA/208/sqrt(3) = 16.65amps which is slightly over 80% of the breakers capacity.
2. 7205.3 is a 20amp 3-pole breakers maximum value -> 20amps * 208 * sqrt(3) = 7,205.3 VA or / 3 = 2,401.8VA for each phase. By going to 2,402VA per phase the breaker turns red.
277/480 3-phase panel (3H, 1N, 1G) Pretty much the same as before but the voltage value changes.
Voltage from phase-to-phase (P-P) is 480v. Voltage from phase-to-neutral (P-N) is 277v.
Note: Phase-to-ground typical yields the same as P-N.
The example below has conditional formatting set for a 3-pole breaker, 2-pole breaker, and 1-pole breaker.
3-pole formulas: VA = 480volts * amps * sqrt(3) Amps = volt-amps/480volts/sqrt(3) Divide the VA value evenly (divide by 3) between the phases.
2-pole formulas: VA = 480volts * amps Amps = VA/480volts Divide the VA value evenly (divide by 2) between the phases.
1-pole formulas: VA = 277volts * amps Amps = VA/277volts
Play with the samples below: Change the breaker sizes and also change the VA values.
|  |  |  | PANEL: |  |  |  |  | LOCATION: |  |  |  |  | FED FROM: | [5 empty] | LAST UPDATED:
[10 empty] | (Bldg - Room) | [8 empty] | THIS COLOR - UNCONFIRMED DATA
[5 empty] | VOLTS (L-N): | 277 | BUSS AMPS: |  |  | MFG: |  |  |  | NEUTRAL: | [5 empty] | AVAIL. FAULT CURRENT AT THIS PANEL:
[5 empty] | VOLTS (L-L): | 480 | MLO AMPS: |  |  | TYPE: |  |  |  | GROUND: | [5 empty] | PANEL AIC RATING:
[5 empty] | PHASE: | 3 | MCB AMPS: |  |  | MOUNT: | [9 empty] | MIN PANEL SIZE (AMPS):
[5 empty] | WIRE: | 4 | [13 empty] | PANEL POWER FACTOR:
Note | Harm | Neut. | Load Type | CIRCUIT DESCRIPTION |  |  |  | P | BKR AMP | VOLT AMPS | CKT NO | A | B | C | CKT NO | VOLT AMPS | BKR AMP | P | CIRCUIT DESCRIPTION |  | Load Type | Neut | Harm | Note
|  |  |  | SPARE |  |  |  | 3 | 20 |  | 1 |  |  |  | 2 |  | 20 | 3 | SPARE
[11 empty] | 3 |  |  |  | 4
[11 empty] | 5 |  |  |  | 6
|  |  | R | SPARE |  |  |  | 2 | 20 | 3841 | 7 | 15841 |  |  | 8 | 12000 | 50 | 2 | SPARE |  | R
|  |  | R | [6 empty] | 3840 | 9 |  | 15841 |  | 10 | 12001 |  |  |  |  | R
|  |  |  | SPARE |  |  |  | 1 | 20 |  | 11 |  |  |  | 12 |  | 20 | 1 | SPARE
NOTES
1. A 480volt 2-pole 20amp breaker will turn blue just above 7,680VA or 3,840VA on each phase: 480v * 20amps = 9,600 * 0.8 = 7,680 / 2 = 3,840VA per phase.
2. A 480volt 2-pole 50amp breaker will turn RED just above 24,000VA or 12,000VA on each phase: 480v * 50amps = 24,000 / 2 = 12,000VA per phase.
EXPLANATION ON LOAD TYPES
The NEC applies different diversity factors to different type loads. That's why it's important to fill in the LOAD TYPE boxes on each side of the panel schedule.
Mouse over to the right -----> and you will see the formulas that pick up the codes and add the volt-amps (VA) for each load type.
The codes are at the bottom of each panel schedule. Use the single or abreviated letter codes (P, I, F, HID, R, LM, M, H, C, O)
Receptacles are typically 180VA per duplex (2 plugs) outlet. Thus, a 4-square box, with 2-duplexes would be 360VA entered in a panel schedule. The formulas take care of the rest.
If the panel is full of motor loads it's best to identify a single motor to be the largest. Give it an LM code.
Heating and cooling calcs will decide if summer cooling loads are bigger than winter heating loads. Enter the loads in the panel schedule and give it the appropriate H or C.
Example: A boiler load is "H". A Liebert is "C". A unit heater is "H".
LOAD CODES
P=PANEL
LIGHTING
I = Incandescent
F = Fluorescent
HID = HID
R = RECEPTACLE
First 10 KW
Remainder
MOTORS
LM = Largest Motor
M = Non-largest Motors
H=HEATING
C=COOLING
O=OTHER

## Limits
Panel Loading | *Limit: I am setting an arbitrary limit to 1) remove possibility of nuisance breaker tripping and 2) leaving some extra capacity for equipment unknowns.
Therefore, loading on breakers shall be 70% of their values.
The "% Loaded" is how close you are to the derated circuit value and not how close you are to the breakers rating. You can safely take the % Loaded to 100% - 110% an not compromise the circuit.
Panel P10 | Load | Watts | Amps | % Loaded | Breaker | Voltage | *Limit Watts | *Limit Amps
Trailer Outlet 1 | Reserved for Aux Air Conditioner |  | 0 | 0% | 20 | 120 | 1680 | 14
Trailer Outlet 3 | P14, M11 | 1300 | 10.8 | 77.38% | 20 | 120 | 1680 | 14
Trailer Outlet 5 | P1, P11 | 1000 | 8.3 | 59.52% | 20 | 120 | 1680 | 14
Spider A (inside) | P15, P32, G17 (roof), P16 | 3440 | 14.3 | 68.25% | 30 | 240 | 5040 | 21
Spider B (outside) | P9, P10 outdoor samplers | 1820 | 7.6 | 36.11% | 30 | 240 | 5040 | 21
Panel P9 | Load | Watts | Amps | % Loaded | Breaker | Voltage | *Limit Watts | *Limit Amps
Trailer Outlet 1 | Used for Spider A
Trailer Outlet 3 | Used for Spider A
Trailer Outlet 5 | P22 | 1680 | 14 | 100% | 20 | 120 | 1680 | 14
Spider A (inside) | P4, P22, P29, P31 | 4100 | 17.1 | 81.35% | 30 | 240 | 5040 | 21
Spider B (inside) | P18, P23, P25, P28 roof | 4800 | 20 | 95.24% | 30 | 240 | 5040 | 21
Spider C (outside) | P13, P21, P22, P26, P30 | 4700 | 19.6 | 93.25% | 30 | 240 | 5040 | 21
Panel P8 | Load | Watts | Amps | % Loaded | Breaker | Voltage | *Limit Watts | *Limit Amps
Trailer Outlet 1 | Spare (can be used for misc) | 0 | 0 | 0% | 20 | 120 | 1680 | 14
Trailer Outlet 3 | P5 | 1550 | 12.9 | 92.26% | 20 | 120 | 1680 | 14
Trailer Outlet 5 | P5 | 1550 | 12.9 | 92.26% | 20 | 120 | 1680 | 14
Spider A (inside) | P6, P7, P29a, P29b | 4400 | 18.3 | 87.3% | 30 | 240 | 5040 | 21